## Model Notes
SOLAR AND BATTERY SCENARIO CALCULATOR
Password: | fga (lowercase)
Legend:
Cell is an input cell
Cell is inactive
Cell is a derived variable
Variable Descriptions:
When using this tool, fill in the inputs as per the instructions outlined below
All figures in this tool are ex. GST
| Area | Typical Value | Instructions
Array Infrastructure
| Location | Drop down select | Choose array location from drop down menu.
| Consumption Profile | Drop down select | Choose whether to model consumption on small market (SM) , large market (LM), public lighting (PL) or total consumption
| No. of Councils | 0+ | Choose number of councils to model consumption. No. of Councils impacts total consumption in kWhs.
| Array Size | 1 - 90 MW | Array size should be compared with % net renewable (0-100%)
| Array Cost | 2500 $/kW | Array cost has typical value of $2,500 per installed kW
| Array Deg. | 0.5% | Degradation of array production per year.
| Maintenance | 20 $/kW | General upkeep/maintenance costs of large scale solar arrays
| Maintenance Escalation | 2.5% | Based on the consumer price index (CPI)
Rates
| Blended Peak | $0.06/kWh | Calculated blended peak electricity rate. This is what is used in all financial calculations.
| Blended Offpeak | $0.05/kWh | Calculated blended offpeak electricity rate. This is what is used in all financial calculations.
| Year Zero Utility Rate Mult | 100% | Year zero utility rate multiplier. 100% assumes representative council utility rates as of June 2017.
| LM Peak | $0.0531/kWh | Large market peak electricity rate
| LM Offpeak | $0.0337/kWh | Large market offpeak electricity rate
| SM Peak | $0.1715/kWh | Small market peak electricity rate
| SM Offpeak | $0.0840/kWh | Small market offpeak electricity rate
| PL Peak | $0.0413/kWh | Public lighting peak electricity rate
| PL Offpeak | $0.0343/kWh | Public lighting offpeak electricity rate
| Spot Market (Y/N)? | Y/N | Drop down menu to determine whether spot market price is used for all excess energy above .
| Regular Export | 0.05 $/kW | If manual export rate, enter here.
| Utility Escalation | Drop down select | Escalate utilities using Jacob's AEMO VIC wholesale market index or choose a custom annual rate
| Rates | 3.4% | Custom annual utility escalation rate
LGCs
| Sell/Retire | Sell/Retire | Drop down menu to choose whether LGCs are sold or retired
| Cost | $80/Certificate | Current LGC price as of June 2017
| Annual Reduction | 5% | Percent reduction in LGC value per year
| Years | 5 years | Lifespan of LGC program. After this period, LGCs valued at $0/certificate based on uncertainty in RET
| % Sold | 100% | Percentage of total generated LGC's sold
Battery
| Yes/No | Y/N | Drop down menu to apply battery storage condition
| Battery Size | kWh | Battery size in kWh
| Battery Cost | 2000 $/kWh | Typical battery cost as of June 2017
Financials
| Discount Rate | 4.5% | Discount rate for NPV calculations
| NPV Term | 25 years | Term over which project value is calculated. Typically 25 years for a large solar array.
| Yes/No | Y/N | Drop down menu to choose whether array is paid upfront or as a loan
| Down Payment | 0% | Percent down payment on loan
| Loan Term 1 | 10 years | Term of initial loan rate. See guidelines below for more info on loan calculations.
| Interest 1 | 3.97% | Initial loan fixed interest rate. Repayments are principal+interest.
| Loan Term 2 | 15 years | Term of second loan rate. See guidelines below for more info on loan calculations.
| Interest 2 | 3.97% | Second loan fixed interest rate. Repayments are principal +interest.
Guidelines and Assumptions
| Focus | Notes
| Price escalation for utility rates | Special attention should be given to forecasting the electricity price growth rate as accurately as possible because most sustainability projects rely on energy savings to recover project costs. This model utilises modelling undertaken by AEMO by Jacobs to index electricity price. The escalation index selected is based on the Victorian wholesale price index low scenario. The model provides the option to use a custom escalation rate if required. This should be reviewed and updated annually or when a major electricity forecast report has been released. Source: https://www.aemo.com.au/-/media/Files/Electricity/NEM/Planning_and_Forecasting/EFI/Jacobs-Retail-electricity-price-history-and-projections_Final-Public-Report-June-2017.pdf
| Utility Tariffs | Electricity rates are subject to change over the lifetime of the project. Current tariffs have been based on the most recent bills issued to a representative council encompassed by the scope of MAV's project.
| Network Connection | Following further refinement of the energy loads to be offset by the large scale renewable project, a site selection process should consider land size, land availability and proximity to transmission networks. A high-level overview of the network capacity in each region can be found on the Distributed Annual Planning Reports for each Distributor. Ausnet Services can be found here: Source: https://www.ausnetservices.com.au/Misc-Pages/Links/About-Us/Publications A grid connected solar array will require a new financial agreement between MAV and the network provider.
| Economies of Scale | Solar arrays are typically grouped by size category into residential (1-10 kW), commercial (10-200 kW) and utility or large scale above 200 kW. The cost of large scale solar does not predictably follow an economies of scale curve. It is more instructive to provide a range of expected prices for large scale solar, ranging from $1.34/W to $4.00/W. The large variance in cost is due to variable costs; namely integration to the electricity network. The cost of panels, inverters, and mounting hardware is relatively stable for large scale solar, and great cost efficiencies are not guaranteed by exploring larger scale projects.
| Loan Calculations | Loan inputs and calculations have been set up in such a way to be capable of modelling an adjustable rate loan. Calculations can support 2 separate loan terms with differing interest rates. Repayment calculations follow common practise techniques employed when calculating ARM repayments. An initial 10 year loan at 3.7% followed by a 15 year loan at 5% was the chosen scenario.
| Limitations | Grossly oversized batteries are not modelled appropriately. Battery size is capped such that battery storage never exceeds electricity demand
| Graphs | Note that summary sheet graphs are driven by data in the "Working" sheet. This sheet has been hidden to avoid user error.

## Summary Sheet
Local Govt. Solar and Battery Scenario Calculator
Date | 2017-08-09 | [16 empty] | Revision: | 2
Scenario Description |  |  |  | Scenario Outputs | [12 empty] | Warning: Array Size
This scenario assesses the installation of 7800kW of solar PV without batteries, for 1 council(s) in Melbourne (Metro). |  |  |  | Location | # Councils | Array Size, kW | Land Size, ha | Existing Consumption, kWh | Solar Production, kWh | % Net Renewable | % Exported | Capital Cost, $ | Net LGC Revenue, $ | Annual Savings, $ | Simple Payback Period | NPV, $ | No Warning
|  |  |  | Melbourne (Metro) | 1 | 7800 | 11.7 | 11344176.1272 | 11361342.1296 | 100.2% | 66.98% | 19500000 | 3897842.3685 | 706439.485 | 28.3449 | -2037271.6472
Model Input Selection: | [16 empty] | Warning: Battery Size
Change the input cells (orange) to change the scenario. See Model Notes sheet for more info. | [16 empty] | No Warning
Array Infrastructure | [16 empty] | LGCs
Variable | Inputs |  | Unit | [13 empty] | Variable | Inputs | Comment
Location | Melbourne (Metro) | [15 empty] | Sell/Retire | Sell
Consumption Profile | All | [15 empty] | Cost | 80 | /LGC
No. of Councils | 1 | [15 empty] | Reduction | 5% | /year
Array Size | 7800 |  | kW | [13 empty] | Years | 5 | years
Array Cost | 2500 |  | /kW | [13 empty] | % Sold | 100%
Array Deg. | 0.5%
Maintenance | 20 |  | /kW | [13 empty] | Battery
Maintenance Escalation | 2.5% | [15 empty] | Variable | Inputs | Unit
[17 empty] | Yes/No | N
Electricity Rates | [16 empty] | Battery Size | 15000 | kWh
Variable | Inputs |  | Unit | [13 empty] | Battery Cost | 2000 | /kWh
Blended Peak | 0.05834 |  | /kWh
Blended Offpeak | 0.037884 |  | /kWh | [13 empty] | Financials
LM Peak | 100% | 0.05313 | /kWh | [13 empty] | Variable | Inputs | Unit
LM Offpeak |  | 0.03367 | /kWh | [13 empty] | Discount Rate | 4.5% | p.a.
SM Peak | 100% | 0.1715 | /kWh | [13 empty] | NPV Term | 25 | years
SM Offpeak |  | 0.084 | /kWh | [13 empty] | Loan Y/N | N
PL Peak | 100% | 0.0413 | /kWh | [13 empty] | Down Payment | 0%
PL Offpeak |  | 0.03433 | /kWh | [13 empty] | Term - Interest Rate 1 | 25 | Years
Spot Market Export (Y/N)? | Y | [15 empty] | Interest Rate 1 | 3.97%
Regular Export | 0.06 |  | /kWh | [13 empty] | Term - Interest Rate 2 | 0 | Years
Utility Escalation | Jacobs Index | [15 empty] | Interest Rate 2 | 3.97%
Utility Escalation | 3.4% |  | p.a.
Note on B25: Grant Astall: This is a year zero utility rate multiplier. 100% implies rates as of June 2017.

## Working (hidden)
Y | Melbourne (Metro) | 1 | 1 | 11344176.1272 | Spot Price |  | 1 |  | 0.35125 | PL |  | Large Market |  |  |  |  | Jacobs Index | [13 empty] | Without Batteries | [29 empty] | With Batteries
N | Shepparton (N) | 8 | 7.2799 | 82584976 | Custom |  |  |  | 0.07912 | SM |  | Small Market |  |  |  |  | Custom Rate | [14 empty] | Peak, kWh | Offpeak, kWh | Total, kWh | Peak, $ | Offpeak, $ | [25 empty] | Peak, kWh | Offpeak, kWh | Total, kWh | Peak, $ | Offpeak, $
| Swan Hill (NW) | 17 | 13.3228 | 151136363.6364 |  |  |  |  | 0.56963 | LM |  | Public Lighting | [18 empty] | Existing Energy Use | 5122462.3749 | 6221713.7523 | 11344176.1272 | 298845.6302 | 235703.0587 | [24 empty] | Existing Energy Use | 5122462.3749 | 6221713.7523 | 11344176.1272 | 298845.6302 | 235703.0587
Sell | Echuca (N) | [10 empty] | All | [18 empty] | Total Generation | 8095614.2249 | 3265727.9047 | 11361342.1296 | 472299.9912 | 123718.6548 | [24 empty] | Total Generation | 8095614.2249 | 3265727.9047 | 11361342.1296 | 472299.9912 | 123718.6548
Mildura (NW)
Horsham (W)
Retire | Ballarat (Metro) | [29 empty] | Generation Used | 2660238.7773 | 1091577.7256 | 3751816.503 | 155198.9406 | 41353.27 | [24 empty] | Generation Used | 2660238.7773 | 1091577.7256 | 3751816.503 | 155198.9406 | 41353.27
| Casterton (W) | [29 empty] | Generation Exported | 5435375.4476 | 2174150.179 | 7609525.6266 | 364205.196 | 145682.0784 | [24 empty] | Export | 0 | 0 | 0 | 0 | 0
| Cobram (N) | 1533.9273 | 1501.7538 | 1499.1285 | 1532.8759 | 1604.1815 | 1519.0683 | 763.9697 | 420.8883 | -551.0682 | -1677.5864 | -2792.682 | -3709.5691 | -4323.8267 | -4480.4455 | -4138.8647 | -3382.0502 | -2341.9385 | -1139.9726 | 71.3845 | 1613.5621 | 1810.3385 | 1706.1899 | 1589.1033 | 1561.5955 | [5 empty] | Option 1 Savings |  |  |  | 519404.1366 | 187035.3484 | [24 empty] | Option 1 Savings |  |  |  | 155198.9406 | 41353.27
| Wodonga (NE) | 1475.1362 | 1461.5337 | 1418.7644 | 1418.3845 | 1442.7805 | 1559.4497 | 1675.5758 | 962.2098 | 535.1079 | -726.0733 | -1752.7522 | -2444.1674 | -2730.3426 | -2722.9502 | -2360.6973 | -1736.6698 | -770.8121 | 719.7002 | 2232.1476 | 2300.1742 | 2005.8532 | 1680.5647 | 1588.2606 | 1500.5652
Sale (E)
Average Daily Energy (kWh) | [25 empty] | Days | Peak, kWh | Offpeak, kWh | Monthly kWh |  | Net Energy Profile | [25 empty] | Days | Peak | Offpeak | Monthly kWh | Available for Battery | [25 empty] | Days | Peak | Offpeak | Monthly kWh
Hour |  | 0 | 1 | 2 | 3 | 4 | 5 | 6 | 7 | 8 | 9 | 10 | 11 | 12 | 13 | 14 | 15 | 16 | 17 | 18 | 19 | 20 | 21 | 22 | 23 | [6 empty] | Hour | 0 | 1 | 2 | 3 | 4 | 5 | 6 | 7 | 8 | 9 | 10 | 11 | 12 | 13 | 14 | 15 | 16 | 17 | 18 | 19 | 20 | 21 | 22 | 23 | [5 empty] | Hour | 0 | 1 | 2 | 3 | 4 | 5 | 6 | 7 | 8 | 9 | 10 | 11 | 12 | 13 | 14 | 15 | 16 | 17 | 18 | 19 | 20 | 21 | 22 | 23
Jan | 1 | 1520.6666 | 1492.012 | 1464.7692 | 1484.2586 | 1583.6375 | 973.9307 | 787.0993 | 849.788 | 968.9894 | 1046.3968 | 1092.982 | 1118.9018 | 1134.8954 | 1148.4018 | 1138.9024 | 1108.97 | 1056.003 | 977.9707 | 920.381 | 1160.9741 | 1675.8327 | 1597.4672 | 1558.6271 | 1539.4588 | 31 | 410871.42 | 500569.3799 | 911440.7999 |  | Jan | 1 | 1520.6666 | 1492.012 | 1464.7692 | 1484.2586 | 1583.6375 | 967.3576 | 596.4788 | 120.1716 | -733.4487 | -1707.7405 | -2726.0007 | -3679.4758 | -4268.2092 | -4432.1771 | -4099.8743 | -3373.8978 | -2421.1775 | -1296.3289 | -177.33 | 865.1837 | 1649.5402 | 1597.4672 | 1558.6271 | 1539.4588 | 31 | -512046.274 | 125289.3008 | -386756.9732 | Jan | 1 | 0 | 0 | 0 | 0 | 0 | 0 | 0 | 0 | 733.4487 | 1707.7405 | 2726.0007 | 3679.4758 | 4268.2092 | 4432.1771 | 4099.8743 | 3373.8978 | 2421.1775 | 1296.3289 | 177.33 | 0 | 0 | 0 | 0 | 0 | 31 | 640275.3356 | 256110.1342 | 896385.4698
Feb | 2 | 1533.9273 | 1501.7538 | 1499.1285 | 1532.8759 | 1604.1815 | 1519.0683 | 823.1277 | 881.0067 | 1000.1882 | 1069.9777 | 1098.6051 | 1128.2473 | 1158.1553 | 1172.4377 | 1159.07 | 1159.9758 | 1135.242 | 1068.5957 | 1050.7794 | 1797.6095 | 1810.3385 | 1706.1899 | 1589.1033 | 1561.5955 | 28 | 399710.4403 | 484002.6148 | 883713.0552 |  | Feb | 2 | 1533.9273 | 1501.7538 | 1499.1285 | 1532.8759 | 1604.1815 | 1519.0683 | 763.9697 | 420.8883 | -551.0682 | -1677.5864 | -2792.682 | -3709.5691 | -4323.8267 | -4480.4455 | -4138.8647 | -3382.0502 | -2341.9385 | -1139.9726 | 71.3845 | 1613.5621 | 1810.3385 | 1706.1899 | 1589.1033 | 1561.5955 | 28 | -426530.7437 | 151849.715 | -274681.0287 | Feb | 2 | 0 | 0 | 0 | 0 | 0 | 0 | 0 | 0 | 551.0682 | 1677.5864 | 2792.682 | 3709.5691 | 4323.8267 | 4480.4455 | 4138.8647 | 3382.0502 | 2341.9385 | 1139.9726 | 0 | 0 | 0 | 0 | 0 | 0 | 28 | 570760.0769 | 228304.0308 | 799064.1076
Mar | 3 | 1572.4364 | 1537.1422 | 1531.9119 | 1569.6804 | 1643.0628 | 1749.9632 | 1138.6361 | 922.4645 | 1059.2727 | 1130.8701 | 1187.6434 | 1224.8376 | 1260.2372 | 1244.8235 | 1224.0057 | 1207.488 | 1210.1064 | 1172.1574 | 1627.6378 | 2190.1252 | 1841.8823 | 1697.1645 | 1632.7066 | 1593.7084 | 31 | 483454.3615 | 575814.5255 | 1059268.8871 |  | Mar | 3 | 1572.4364 | 1537.1422 | 1531.9119 | 1569.6804 | 1643.0628 | 1749.9632 | 1132.063 | 698.9785 | -248.7782 | -1366.9155 | -2407.8533 | -3218.5915 | -3715.6147 | -3882.2101 | -3508.6407 | -2788.969 | -1701.7857 | -543.4269 | 1200.385 | 2150.6865 | 1841.8823 | 1697.1645 | 1632.7066 | 1593.7084 | 31 | -313564.609 | 256803.1706 | -56761.4384 | Mar | 3 | 0 | 0 | 0 | 0 | 0 | 0 | 0 | 0 | 248.7782 | 1366.9155 | 2407.8533 | 3218.5915 | 3715.6147 | 3882.2101 | 3508.6407 | 2788.969 | 1701.7857 | 543.4269 | 0 | 0 | 0 | 0 | 0 | 0 | 31 | 517761.6829 | 207104.6731 | 724866.356
Apr | 4 | 1494.6947 | 1478.2681 | 1453.6727 | 1454.5769 | 1486.5757 | 1566.8251 | 1428.868 | 753.1707 | 784.7347 | 875.4362 | 919.1824 | 910.3044 | 925.5609 | 944.7938 | 943.9737 | 935.4381 | 943.057 | 1062.2038 | 1771.6957 | 1774.0392 | 1702.7596 | 1595.8819 | 1554.6147 | 1513.8528 | 30 | 394218.1432 | 514007.2755 | 908225.4187 |  | Apr | 4 | 1494.6947 | 1478.2681 | 1453.6727 | 1454.5769 | 1486.5757 | 1566.8251 | 1428.868 | 687.4395 | 22.2528 | -1241.1085 | -2281.9271 | -2987.5557 | -3452.137 | -3393.4654 | -2980.1789 | -2226.2327 | -1212.9263 | 266.8562 | 1692.8182 | 1774.0392 | 1702.7596 | 1595.8819 | 1554.6147 | 1513.8528 | 30 | -224547.2031 | 266501.137 | 41953.9339 | Apr | 4 | 0 | 0 | 0 | 0 | 0 | 0 | 0 | 0 | 0 | 1241.1085 | 2281.9271 | 2987.5557 | 3452.137 | 3393.4654 | 2980.1789 | 2226.2327 | 1212.9263 | 0 | 0 | 0 | 0 | 0 | 0 | 0 | 30 | 423761.3904 | 169504.5562 | 593265.9466
May | 5 | 1464.8286 | 1440.5371 | 1400.7703 | 1396.3473 | 1422.2945 | 1537.2631 | 1675.5129 | 1021.6737 | 857.9627 | 903.2383 | 923.1287 | 909.8466 | 904.8838 | 904.7597 | 898.2597 | 897.3855 | 948.7995 | 1682.4156 | 2291.8503 | 2291.6478 | 2072.1094 | 1726.178 | 1607.8099 | 1498.314 | 31 | 461500.305 | 551512.0227 | 1013012.3277 |  | May | 5 | 1464.8286 | 1440.5371 | 1400.7703 | 1396.3473 | 1422.2945 | 1537.2631 | 1675.5129 | 1015.1006 | 588.4648 | -582.2868 | -1587.8032 | -2324.1284 | -2611.7354 | -2559.2745 | -2145.0949 | -1383.4871 | -392.117 | 1465.5026 | 2285.2772 | 2291.6478 | 2072.1094 | 1726.178 | 1607.8099 | 1498.314 | 31 | -11820.676 | 362183.6303 | 350362.9542 | May | 5 | 0 | 0 | 0 | 0 | 0 | 0 | 0 | 0 | 0 | 582.2868 | 1587.8032 | 2324.1284 | 2611.7354 | 2559.2745 | 2145.0949 | 1383.4871 | 392.117 | 0 | 0 | 0 | 0 | 0 | 0 | 0 | 31 | 300831.245 | 120332.498 | 421163.7431
Jun | 6 | 1495.8969 | 1470.6462 | 1429.0923 | 1426.1378 | 1446.4486 | 1569.0784 | 1732.4499 | 1387.7034 | 957.1576 | 1009.2752 | 1017.2839 | 987.9518 | 972.8411 | 958.7204 | 944.8746 | 941.2599 | 991.9964 | 1877.2662 | 2266.4498 | 2301.1943 | 2154.329 | 1791.9868 | 1636.1034 | 1526.696 | 30 | 475637.013 | 553148.1905 | 1028785.2036 |  | Jun | 6 | 1495.8969 | 1470.6462 | 1429.0923 | 1426.1378 | 1446.4486 | 1569.0784 | 1732.4499 | 1387.7034 | 845.4146 | 89.0384 | -1066.3952 | -1864.7823 | -2169.1103 | -2051.7685 | -1717.239 | -1024.1029 | -33.4103 | 1745.8038 | 2266.4498 | 2301.1943 | 2154.329 | 1791.9868 | 1636.1034 | 1526.696 | 30 | 91954.6085 | 399675.2287 | 491629.8372 | Jun | 6 | 0 | 0 | 0 | 0 | 0 | 0 | 0 | 0 | 0 | 0 | 1066.3952 | 1864.7823 | 2169.1103 | 2051.7685 | 1717.239 | 1024.1029 | 33.4103 | 0 | 0 | 0 | 0 | 0 | 0 | 0 | 30 | 212717.3257 | 85086.9303 | 297804.256
Jul | 7 | 1473.1255 | 1463.561 | 1420.1293 | 1415.9055 | 1436.8778 | 1555.3515 | 1713.6154 | 1350.3532 | 944.476 | 1004.282 | 1013.2694 | 989.9136 | 973.1744 | 960.0483 | 945.8806 | 950.175 | 990.1477 | 1737.315 | 2321.7777 | 2304.9007 | 1970.2406 | 1697.4655 | 1583.9977 | 1501.5704 | 31 | 481328.5251 | 563915.6394 | 1045244.1645 |  | Jul | 7 | 1473.1255 | 1463.561 | 1420.1293 | 1415.9055 | 1436.8778 | 1555.3515 | 1713.6154 | 1350.3532 | 806.4405 | -73.7097 | -1195.2989 | -2020.5754 | -2365.9706 | -2306.7923 | -1998.8772 | -1251.8202 | -396.7807 | 1500.6826 | 2315.2045 | 2304.9007 | 1970.2406 | 1697.4655 | 1583.9977 | 1501.5704 | 31 | 42502.3388 | 388385.1649 | 430887.5037 | Jul | 7 | 0 | 0 | 0 | 0 | 0 | 0 | 0 | 0 | 0 | 73.7097 | 1195.2989 | 2020.5754 | 2365.9706 | 2306.7923 | 1998.8772 | 1251.8202 | 396.7807 | 0 | 0 | 0 | 0 | 0 | 0 | 0 | 31 | 257074.6927 | 102829.8771 | 359904.5698
Aug | 8 | 1475.1362 | 1461.5337 | 1418.7644 | 1418.3845 | 1442.7805 | 1559.4497 | 1675.5758 | 988.5023 | 929.4951 | 989.511 | 1001.3851 | 980.4281 | 963.7508 | 951.4239 | 945.5821 | 932.0169 | 964.4916 | 1232.4036 | 2278.1594 | 2300.1742 | 2005.8532 | 1680.5647 | 1588.2606 | 1500.5652 | 31 | 459065.7696 | 554144.2005 | 1013209.9701 |  | Aug | 8 | 1475.1362 | 1461.5337 | 1418.7644 | 1418.3845 | 1442.7805 | 1559.4497 | 1675.5758 | 962.2098 | 535.1079 | -726.0733 | -1752.7522 | -2444.1674 | -2730.3426 | -2722.9502 | -2360.6973 | -1736.6698 | -770.8121 | 719.7002 | 2232.1476 | 2300.1742 | 2005.8532 | 1680.5647 | 1588.2606 | 1500.5652 | 31 | -71309.8931 | 341993.9355 | 270684.0424 | Aug | 8 | 0 | 0 | 0 | 0 | 0 | 0 | 0 | 0 | 0 | 726.0733 | 1752.7522 | 2444.1674 | 2730.3426 | 2722.9502 | 2360.6973 | 1736.6698 | 770.8121 | 0 | 0 | 0 | 0 | 0 | 0 | 0 | 31 | 337556.0086 | 135022.4034 | 472578.412
Sep | 9 | 1467.9989 | 1441.9558 | 1397.9322 | 1397.5599 | 1421.0679 | 1530.1032 | 1030.2772 | 811.1534 | 851.9956 | 906.1337 | 920.4982 | 904.8448 | 902.2479 | 894.6256 | 884.2967 | 885.1689 | 887.9451 | 890.0247 | 1728.3892 | 1922.5544 | 1814.4597 | 1589.5508 | 1515.8058 | 1492.3636 | 30 | 392350.5973 | 492318.0021 | 884668.5994 |  | Sep | 9 | 1467.9989 | 1441.9558 | 1397.9322 | 1397.5599 | 1421.0679 | 1530.1032 | 1023.7041 | 627.1061 | -364.0316 | -1401.0314 | -2293.7575 | -2933.8573 | -3324.2683 | -3345.0368 | -2980.6978 | -2283.075 | -1333.7695 | -266.8444 | 1583.7806 | 1922.5544 | 1814.4597 | 1589.5508 | 1515.8058 | 1492.3636 | 30 | -245852.4038 | 236839.608 | -9012.7958 | Sep | 9 | 0 | 0 | 0 | 0 | 0 | 0 | 0 | 0 | 364.0316 | 1401.0314 | 2293.7575 | 2933.8573 | 3324.2683 | 3345.0368 | 2980.6978 | 2283.075 | 1333.7695 | 266.8444 | 0 | 0 | 0 | 0 | 0 | 0 | 30 | 439850.7764 | 175940.3106 | 615791.087
Oct | 10 | 1467.42 | 1428.5238 | 1424.1488 | 1448.2442 | 1536.8726 | 1240.8345 | 800.0329 | 849.9636 | 913.0518 | 937.377 | 931.7396 | 929.1024 | 932.3452 | 930.8568 | 914.5584 | 897.8765 | 869.5726 | 918.4443 | 1415.6413 | 1923.2388 | 1676.5057 | 1537.4084 | 1516.8043 | 1499.7648 | 31 | 400663.6354 | 496486.5464 | 897150.1819 |  | Oct | 10 | 1467.42 | 1428.5238 | 1424.1488 | 1448.2442 | 1536.8726 | 1240.8345 | 721.1555 | 172.9323 | -841.9713 | -1882.4915 | -2775.5001 | -3501.1805 | -3820.0205 | -3788.6433 | -3403.9814 | -2631.8889 | -1661.0786 | -521.0689 | 1093.5584 | 1890.3732 | 1676.5057 | 1537.4084 | 1516.8043 | 1499.7648 | 31 | -375105.3771 | 183733.7408 | -191371.6364 | Oct | 10 | 0 | 0 | 0 | 0 | 0 | 0 | 0 | 0 | 841.9713 | 1882.4915 | 2775.5001 | 3501.1805 | 3820.0205 | 3788.6433 | 3403.9814 | 2631.8889 | 1661.0786 | 521.0689 | 0 | 0 | 0 | 0 | 0 | 0 | 31 | 549758.982 | 219903.5928 | 769662.5748
Nov | 11 | 1476.232 | 1433.1981 | 1419.0237 | 1443.0965 | 1479.5264 | 761.2324 | 776.3802 | 831.9106 | 904.3501 | 945.7709 | 950.5409 | 955.2433 | 966.2274 | 972.7696 | 961.2757 | 952.1042 | 905.0977 | 863.3475 | 846.5028 | 1543.0795 | 1572.4733 | 1555.9544 | 1533.347 | 1512.7691 | 30 | 369857.0336 | 456986.5625 | 826843.596 |  | Nov | 11 | 1476.232 | 1433.1981 | 1419.0237 | 1443.0965 | 1479.5264 | 748.0861 | 539.7479 | -101.4725 | -1008.4278 | -1952.975 | -2848.7225 | -3659.0869 | -4121.3675 | -4121.3984 | -3653.0545 | -2847.1591 | -1895.0515 | -799.6518 | 215.4833 | 1431.3364 | 1572.4733 | 1555.9544 | 1533.347 | 1512.7691 | 30 | -443566.5664 | 124123.7657 | -319442.8008 | Nov | 11 | 0 | 0 | 0 | 0 | 0 | 0 | 0 | 101.4725 | 1008.4278 | 1952.975 | 2848.7225 | 3659.0869 | 4121.3675 | 4121.3984 | 3653.0545 | 2847.1591 | 1895.0515 | 799.6518 | 0 | 0 | 0 | 0 | 0 | 0 | 30 | 578750.7326 | 231500.2931 | 810251.0257
Dec | 12 | 1491.1924 | 1454.9 | 1437.4974 | 1464.7114 | 1450.1824 | 739.4717 | 802.6626 | 853.3984 | 939.5861 | 1003.7203 | 1034.9231 | 1057.5451 | 1074.2568 | 1078.291 | 1069.6656 | 1044.7293 | 999.8828 | 918.5875 | 872.1303 | 1151.5347 | 1582.8463 | 1561.7901 | 1541.8604 | 1523.4705 | 31 | 393805.1308 | 478808.7924 | 872613.9232 |  | Dec | 12 | 1491.1924 | 1454.9 | 1437.4974 | 1464.7114 | 1450.1824 | 719.7523 | 520.0184 | -73.4115 | -960.0455 | -1954.1837 | -2843.2177 | -3635.6626 | -4059.3499 | -4121.0469 | -3722.1389 | -2964.8739 | -2023.7524 | -1020.4829 | -2.0946 | 895.1831 | 1556.5538 | 1561.7901 | 1541.8604 | 1523.4705 | 31 | -483265.0511 | 118607.4505 | -364657.6007 | Dec | 12 | 0 | 0 | 0 | 0 | 0 | 0 | 0 | 73.4115 | 960.0455 | 1954.1837 | 2843.2177 | 3635.6626 | 4059.3499 | 4121.0469 | 3722.1389 | 2964.8739 | 2023.7524 | 1020.4829 | 2.0946 | 0 | 0 | 0 | 0 | 0 | 31 | 606277.1987 | 242510.8795 | 848788.0782
[27 empty] | 5122462.3749 | 6221713.7523 | 11344176.1272 | [28 empty] | -2973151.85 | 2955985.8476 | -17166.0024 | [27 empty] | 5435375.4476 | 2174150.179 | 7609525.6266
This column is manual
Solar Energy Production | [25 empty] | Days | Peak, kWh | Offpeak, kWh | Monthly kWh |  | Energy Used, kWh | [25 empty] | Days | Peak, kWh | Offpeak, kWh | Monthly kWh | Cumulative Charge | [25 empty] | Days | Peak, kWh | Offpeak, kWh | Monthly kWh
| Hour | 0 | 1 | 2 | 3 | 4 | 5 | 6 | 7 | 8 | 9 | 10 | 11 | 12 | 13 | 14 | 15 | 16 | 17 | 18 | 19 | 20 | 21 | 22 | 23 | [6 empty] | Hour | 0 | 1 | 2 | 3 | 4 | 5 | 6 | 7 | 8 | 9 | 10 | 11 | 12 | 13 | 14 | 15 | 16 | 17 | 18 | 19 | 20 | 21 | 22 | 23 | [5 empty] | Hour | 0 | 1 | 2 | 3 | 4 | 5 | 6 | 7 | 8 | 9 | 10 | 11 | 12 | 13 | 14 | 15 | 16 | 17 | 18 | 19 | 20 | 21 | 22 | 23
Jan | 1 | 0 | 0 | 0 | 0 | 0 | 6.5731 | 190.6205 | 729.6163 | 1702.4381 | 2754.1373 | 3818.9827 | 4798.3776 | 5403.1046 | 5580.5789 | 5238.7766 | 4482.8678 | 3477.1805 | 2274.2995 | 1097.711 | 295.7904 | 26.2925 | 0 | 0 | 0 | 31 | 922917.6939 | 375280.0792 | 1298197.7731 |  | Jan | 1 | 0 | 0 | 0 | 0 | 0 | 6.5731 | 190.6205 | 729.6163 | 968.9894 | 1046.3968 | 1092.982 | 1118.9018 | 1134.8954 | 1148.4018 | 1138.9024 | 1108.97 | 1056.003 | 977.9707 | 920.381 | 295.7904 | 26.2925 | 0 | 0 | 0 | 31 | 282642.3583 | 119169.9449 | 401812.3033 | Jan | 1 | 0 | 0 | 0 | 0 | 0 | 0 | 0 | 0 | 0 | 0 | 0 | 0 | 0 | 0 | 0 | 0 | 0 | 0 | 0 | 0 | 0 | 0 | 0 | 0 | 31 | 0 | 0 | 0
Feb | 2 | 0 | 0 | 0 | 0 | 0 | 0 | 59.1581 | 460.1184 | 1551.2563 | 2747.5642 | 3891.287 | 4837.8163 | 5481.9821 | 5652.8832 | 5297.9347 | 4542.0259 | 3477.1805 | 2208.5683 | 979.3949 | 184.0474 | 0 | 0 | 0 | 0 | 28 | 826241.184 | 332152.8998 | 1158394.0838 |  | Feb | 2 | 0 | 0 | 0 | 0 | 0 | 0 | 59.1581 | 460.1184 | 1000.1882 | 1069.9777 | 1098.6051 | 1128.2473 | 1158.1553 | 1172.4377 | 1159.07 | 1159.9758 | 1135.242 | 1068.5957 | 979.3949 | 184.0474 | 0 | 0 | 0 | 0 | 28 | 255481.1071 | 103848.8691 | 359329.9762 | Feb | 2 | 0 | 0 | 0 | 0 | 0 | 0 | 0 | 0 | 0 | 0 | 0 | 0 | 0 | 0 | 0 | 0 | 0 | 0 | 0 | 0 | 0 | 0 | 0 | 0 | 28 | 0 | 0 | 0
Mar | 3 | 0 | 0 | 0 | 0 | 0 | 0 | 6.5731 | 223.4861 | 1308.0509 | 2497.7856 | 3595.4966 | 4443.4291 | 4975.8518 | 5127.0336 | 4732.6464 | 3996.457 | 2911.8922 | 1715.5843 | 427.2528 | 39.4387 | 0 | 0 | 0 | 0 | 31 | 797018.9705 | 319011.3549 | 1116030.3254 |  | Mar | 3 | 0 | 0 | 0 | 0 | 0 | 0 | 6.5731 | 223.4861 | 1059.2727 | 1130.8701 | 1187.6434 | 1224.8376 | 1260.2372 | 1244.8235 | 1224.0057 | 1207.488 | 1210.1064 | 1172.1574 | 427.2528 | 39.4387 | 0 | 0 | 0 | 0 | 31 | 279257.2876 | 111906.6818 | 391163.9694 | Mar | 3 | 0 | 0 | 0 | 0 | 0 | 0 | 0 | 0 | 0 | 0 | 0 | 0 | 0 | 0 | 0 | 0 | 0 | 0 | 0 | 0 | 0 | 0 | 0 | 0 | 31 | 0 | 0 | 0
Apr | 4 | 0 | 0 | 0 | 0 | 0 | 0 | 0 | 65.7312 | 762.4819 | 2116.5446 | 3201.1094 | 3897.8602 | 4377.6979 | 4338.2592 | 3924.1526 | 3161.6707 | 2155.9834 | 795.3475 | 78.8774 | 0 | 0 | 0 | 0 | 0 | 30 | 618765.3463 | 247506.1385 | 866271.4848 |  | Apr | 4 | 0 | 0 | 0 | 0 | 0 | 0 | 0 | 65.7312 | 762.4819 | 875.4362 | 919.1824 | 910.3044 | 925.5609 | 944.7938 | 943.9737 | 935.4381 | 943.057 | 795.3475 | 78.8774 | 0 | 0 | 0 | 0 | 0 | 30 | 195003.9558 | 78001.5823 | 273005.5382 | Apr | 4 | 0 | 0 | 0 | 0 | 0 | 0 | 0 | 0 | 0 | 0 | 0 | 0 | 0 | 0 | 0 | 0 | 0 | 0 | 0 | 0 | 0 | 0 | 0 | 0 | 30 | 0 | 0 | 0
May | 5 | 0 | 0 | 0 | 0 | 0 | 0 | 0 | 6.5731 | 269.4979 | 1485.5251 | 2510.9318 | 3233.975 | 3516.6192 | 3464.0342 | 3043.3546 | 2280.8726 | 1340.9165 | 216.913 | 6.5731 | 0 | 0 | 0 | 0 | 0 | 31 | 473320.981 | 189328.3924 | 662649.3734 |  | May | 5 | 0 | 0 | 0 | 0 | 0 | 0 | 0 | 6.5731 | 269.4979 | 903.2383 | 923.1287 | 909.8466 | 904.8838 | 904.7597 | 898.2597 | 897.3855 | 948.7995 | 216.913 | 6.5731 | 0 | 0 | 0 | 0 | 0 | 31 | 172489.736 | 68995.8944 | 241485.6304 | May | 5 | 0 | 0 | 0 | 0 | 0 | 0 | 0 | 0 | 0 | 0 | 0 | 0 | 0 | 0 | 0 | 0 | 0 | 0 | 0 | 0 | 0 | 0 | 0 | 0 | 31 | 0 | 0 | 0
Jun | 6 | 0 | 0 | 0 | 0 | 0 | 0 | 0 | 0 | 111.743 | 920.2368 | 2083.679 | 2852.7341 | 3141.9514 | 3010.489 | 2662.1136 | 1965.3629 | 1025.4067 | 131.4624 | 0 | 0 | 0 | 0 | 0 | 0 | 30 | 383682.4046 | 153472.9618 | 537155.3664 |  | Jun | 6 | 0 | 0 | 0 | 0 | 0 | 0 | 0 | 0 | 111.743 | 920.2368 | 1017.2839 | 987.9518 | 972.8411 | 958.7204 | 944.8746 | 941.2599 | 991.9964 | 131.4624 | 0 | 0 | 0 | 0 | 0 | 0 | 30 | 170965.0789 | 68386.0316 | 239351.1104 | Jun | 6 | 0 | 0 | 0 | 0 | 0 | 0 | 0 | 0 | 0 | 0 | 0 | 0 | 0 | 0 | 0 | 0 | 0 | 0 | 0 | 0 | 0 | 0 | 0 | 0 | 30 | 0 | 0 | 0
Jul | 7 | 0 | 0 | 0 | 0 | 0 | 0 | 0 | 0 | 138.0355 | 1077.9917 | 2208.5683 | 3010.489 | 3339.145 | 3266.8406 | 2944.7578 | 2201.9952 | 1386.9283 | 236.6323 | 6.5731 | 0 | 0 | 0 | 0 | 0 | 31 | 438826.1863 | 175530.4745 | 614356.6608 |  | Jul | 7 | 0 | 0 | 0 | 0 | 0 | 0 | 0 | 0 | 138.0355 | 1004.282 | 1013.2694 | 989.9136 | 973.1744 | 960.0483 | 945.8806 | 950.175 | 990.1477 | 236.6323 | 6.5731 | 0 | 0 | 0 | 0 | 0 | 31 | 181751.4936 | 72700.5974 | 254452.091 | Jul | 7 | 0 | 0 | 0 | 0 | 0 | 0 | 0 | 0 | 0 | 0 | 0 | 0 | 0 | 0 | 0 | 0 | 0 | 0 | 0 | 0 | 0 | 0 | 0 | 0 | 31 | 0 | 0 | 0
Aug | 8 | 0 | 0 | 0 | 0 | 0 | 0 | 0 | 26.2925 | 394.3872 | 1715.5843 | 2754.1373 | 3424.5955 | 3694.0934 | 3674.3741 | 3306.2794 | 2668.6867 | 1735.3037 | 512.7034 | 46.0118 | 0 | 0 | 0 | 0 | 0 | 31 | 530375.6626 | 212150.2651 | 742525.9277 |  | Aug | 8 | 0 | 0 | 0 | 0 | 0 | 0 | 0 | 26.2925 | 394.3872 | 989.511 | 1001.3851 | 980.4281 | 963.7508 | 951.4239 | 945.5821 | 932.0169 | 964.4916 | 512.7034 | 46.0118 | 0 | 0 | 0 | 0 | 0 | 31 | 192819.6541 | 77127.8616 | 269947.5157 | Aug | 8 | 0 | 0 | 0 | 0 | 0 | 0 | 0 | 0 | 0 | 0 | 0 | 0 | 0 | 0 | 0 | 0 | 0 | 0 | 0 | 0 | 0 | 0 | 0 | 0 | 31 | 0 | 0 | 0
Sep | 9 | 0 | 0 | 0 | 0 | 0 | 0 | 6.5731 | 184.0474 | 1216.0272 | 2307.1651 | 3214.2557 | 3838.7021 | 4226.5162 | 4239.6624 | 3864.9946 | 3168.2438 | 2221.7146 | 1156.8691 | 144.6086 | 0 | 0 | 0 | 0 | 0 | 30 | 638203.0011 | 255478.3941 | 893681.3952 |  | Sep | 9 | 0 | 0 | 0 | 0 | 0 | 0 | 6.5731 | 184.0474 | 851.9956 | 906.1337 | 920.4982 | 904.8448 | 902.2479 | 894.6256 | 884.2967 | 885.1689 | 887.9451 | 890.0247 | 144.6086 | 0 | 0 | 0 | 0 | 0 | 30 | 198352.2247 | 79538.0835 | 277890.3082 | Sep | 9 | 0 | 0 | 0 | 0 | 0 | 0 | 0 | 0 | 0 | 0 | 0 | 0 | 0 | 0 | 0 | 0 | 0 | 0 | 0 | 0 | 0 | 0 | 0 | 0 | 30 | 0 | 0 | 0
Oct | 10 | 0 | 0 | 0 | 0 | 0 | 0 | 78.8774 | 677.0314 | 1755.023 | 2819.8685 | 3707.2397 | 4430.2829 | 4752.3658 | 4719.5002 | 4318.5398 | 3529.7654 | 2530.6512 | 1439.5133 | 322.0829 | 32.8656 | 0 | 0 | 0 | 0 | 31 | 775769.0126 | 312752.8057 | 1088521.8182 |  | Oct | 10 | 0 | 0 | 0 | 0 | 0 | 0 | 78.8774 | 677.0314 | 913.0518 | 937.377 | 931.7396 | 929.1024 | 932.3452 | 930.8568 | 914.5584 | 897.8765 | 869.5726 | 918.4443 | 322.0829 | 32.8656 | 0 | 0 | 0 | 0 | 31 | 226010.0306 | 92849.2129 | 318859.2434 | Oct | 10 | 0 | 0 | 0 | 0 | 0 | 0 | 0 | 0 | 0 | 0 | 0 | 0 | 0 | 0 | 0 | 0 | 0 | 0 | 0 | 0 | 0 | 0 | 0 | 0 | 31 | 0 | 0 | 0
Nov | 11 | 0 | 0 | 0 | 0 | 0 | 13.1462 | 236.6323 | 933.383 | 1912.7779 | 2898.7459 | 3799.2634 | 4614.3302 | 5087.5949 | 5094.168 | 4614.3302 | 3799.2634 | 2800.1491 | 1662.9994 | 631.0195 | 111.743 | 0 | 0 | 0 | 0 | 30 | 813423.6 | 332862.7968 | 1146286.3968 |  | Nov | 11 | 0 | 0 | 0 | 0 | 0 | 13.1462 | 236.6323 | 831.9106 | 904.3501 | 945.7709 | 950.5409 | 955.2433 | 966.2274 | 972.7696 | 961.2757 | 952.1042 | 905.0977 | 863.3475 | 631.0195 | 111.743 | 0 | 0 | 0 | 0 | 30 | 234672.8674 | 101362.5037 | 336035.3711 | Nov | 11 | 0 | 0 | 0 | 0 | 0 | 0 | 0 | 0 | 0 | 0 | 0 | 0 | 0 | 0 | 0 | 0 | 0 | 0 | 0 | 0 | 0 | 0 | 0 | 0 | 30 | 0 | 0 | 0
Dec | 12 | 0 | 0 | 0 | 0 | 0 | 19.7194 | 282.6442 | 926.8099 | 1899.6317 | 2957.904 | 3878.1408 | 4693.2077 | 5133.6067 | 5199.3379 | 4791.8045 | 4009.6032 | 3023.6352 | 1939.0704 | 874.225 | 256.3517 | 26.2925 | 0 | 0 | 0 | 31 | 877070.1819 | 360201.3419 | 1237271.5238 |  | Dec | 12 | 0 | 0 | 0 | 0 | 0 | 19.7194 | 282.6442 | 853.3984 | 939.5861 | 1003.7203 | 1034.9231 | 1057.5451 | 1074.2568 | 1078.291 | 1069.6656 | 1044.7293 | 999.8828 | 918.5875 | 872.1303 | 256.3517 | 26.2925 | 0 | 0 | 0 | 31 | 270792.9832 | 117690.4624 | 388483.4457 | Dec | 12 | 0 | 0 | 0 | 0 | 0 | 0 | 0 | 0 | 0 | 0 | 0 | 0 | 0 | 0 | 0 | 0 | 0 | 0 | 0 | 0 | 0 | 0 | 0 | 0 | 31 | 0 | 0 | 0
[27 empty] | 8095614.2249 | 3265727.9047 | 11361342.1296 | [28 empty] | 2660238.7773 | 1091577.7256 | 3751816.503 | [27 empty] | 0 | 0 | 0
Solar Energy Production | kWh/kW | [29 empty] | Export, kWh | [25 empty] | Days | Peak, kWh | Offpeak, kWh | Monthly kWh | Charge Used | [25 empty] | Days | Peak, kWh | Offpeak, kWh | Monthly kWh
| Hour | 0 | 1 | 2 | 3 | 4 | 5 | 6 | 7 | 8 | 9 | 10 | 11 | 12 | 13 | 14 | 15 | 16 | 17 | 18 | 19 | 20 | 21 | 22 | 23 | % Scale | [5 empty] | Hour | 0 | 1 | 2 | 3 | 4 | 5 | 6 | 7 | 8 | 9 | 10 | 11 | 12 | 13 | 14 | 15 | 16 | 17 | 18 | 19 | 20 | 21 | 22 | 23 | [5 empty] | Hour | 0 | 1 | 2 | 3 | 4 | 5 | 6 | 7 | 8 | 9 | 10 | 11 | 12 | 13 | 14 | 15 | 16 | 17 | 18 | 19 | 20 | 21 | 22 | 23
Jan | 1 | 0 | 0 | 0 | 0 | 0 | 0.00084271 | 0.024439 | 0.093541 | 0.21826 | 0.35309 | 0.48961 | 0.61518 | 0.69271 | 0.71546 | 0.67164 | 0.57473 | 0.44579 | 0.29158 | 0.14073 | 0.037922 | 0.0033708 | 0 | 0 | 0 | 1 |  |  |  |  | Jan | 1 | 0 | 0 | 0 | 0 | 0 | 0 | 0 | 0 | 733.4487 | 1707.7405 | 2726.0007 | 3679.4758 | 4268.2092 | 4432.1771 | 4099.8743 | 3373.8978 | 2421.1775 | 1296.3289 | 177.33 | 0 | 0 | 0 | 0 | 0 | 31 | 640275.3356 | 256110.1342 | 896385.4698 | Jan | 1 | 0 | 0 | 0 | 0 | 0 | 0 | 0 | 0 | 0 | 0 | 0 | 0 | 0 | 0 | 0 | 0 | 0 | 0 | 0 | 0 | 0 | 0 | 0 | 0 | 31 | 0 | 0 | 0
Feb | 2 | 0 | 0 | 0 | 0 | 0 | 0 | 0.0075844 | 0.05899 | 0.19888 | 0.35225 | 0.49888 | 0.62023 | 0.70282 | 0.72473 | 0.67922 | 0.58231 | 0.44579 | 0.28315 | 0.12556 | 0.023596 | 0 | 0 | 0 | 0 | 1 |  |  |  |  | Feb | 2 | 0 | 0 | 0 | 0 | 0 | 0 | 0 | 0 | 551.0682 | 1677.5864 | 2792.682 | 3709.5691 | 4323.8267 | 4480.4455 | 4138.8647 | 3382.0502 | 2341.9385 | 1139.9726 | 0 | 0 | 0 | 0 | 0 | 0 | 28 | 570760.0769 | 228304.0308 | 799064.1076 | Feb | 2 | 0 | 0 | 0 | 0 | 0 | 0 | 0 | 0 | 0 | 0 | 0 | 0 | 0 | 0 | 0 | 0 | 0 | 0 | 0 | 0 | 0 | 0 | 0 | 0 | 28 | 0 | 0 | 0
Mar | 3 | 0 | 0 | 0 | 0 | 0 | 0 | 0.00084271 | 0.028652 | 0.1677 | 0.32023 | 0.46096 | 0.56967 | 0.63793 | 0.65731 | 0.60675 | 0.51237 | 0.37332 | 0.21995 | 0.054776 | 0.0050562 | 0 | 0 | 0 | 0 | 1 |  |  |  |  | Mar | 3 | 0 | 0 | 0 | 0 | 0 | 0 | 0 | 0 | 248.7782 | 1366.9155 | 2407.8533 | 3218.5915 | 3715.6147 | 3882.2101 | 3508.6407 | 2788.969 | 1701.7857 | 543.4269 | 0 | 0 | 0 | 0 | 0 | 0 | 31 | 517761.6829 | 207104.6731 | 724866.356 | Mar | 3 | 0 | 0 | 0 | 0 | 0 | 0 | 0 | 0 | 0 | 0 | 0 | 0 | 0 | 0 | 0 | 0 | 0 | 0 | 0 | 0 | 0 | 0 | 0 | 0 | 31 | 0 | 0 | 0
Apr | 4 | 0 | 0 | 0 | 0 | 0 | 0 | 0 | 0.0084271 | 0.097754 | 0.27135 | 0.4104 | 0.49973 | 0.56124 | 0.55619 | 0.5031 | 0.40534 | 0.27641 | 0.10197 | 0.010112 | 0 | 0 | 0 | 0 | 0 | 1 |  |  |  |  | Apr | 4 | 0 | 0 | 0 | 0 | 0 | 0 | 0 | 0 | 0 | 1241.1085 | 2281.9271 | 2987.5557 | 3452.137 | 3393.4654 | 2980.1789 | 2226.2327 | 1212.9263 | 0 | 0 | 0 | 0 | 0 | 0 | 0 | 30 | 423761.3904 | 169504.5562 | 593265.9466 | Apr | 4 | 0 | 0 | 0 | 0 | 0 | 0 | 0 | 0 | 0 | 0 | 0 | 0 | 0 | 0 | 0 | 0 | 0 | 0 | 0 | 0 | 0 | 0 | 0 | 0 | 30 | 0 | 0 | 0
May | 5 | 0 | 0 | 0 | 0 | 0 | 0 | 0 | 0.00084271 | 0.034551 | 0.19045 | 0.32191 | 0.41461 | 0.45085 | 0.44411 | 0.39017 | 0.29242 | 0.17191 | 0.027809 | 0.00084271 | 0 | 0 | 0 | 0 | 0 | 1 |  |  |  |  | May | 5 | 0 | 0 | 0 | 0 | 0 | 0 | 0 | 0 | 0 | 582.2868 | 1587.8032 | 2324.1284 | 2611.7354 | 2559.2745 | 2145.0949 | 1383.4871 | 392.117 | 0 | 0 | 0 | 0 | 0 | 0 | 0 | 31 | 300831.245 | 120332.498 | 421163.7431 | May | 5 | 0 | 0 | 0 | 0 | 0 | 0 | 0 | 0 | 0 | 0 | 0 | 0 | 0 | 0 | 0 | 0 | 0 | 0 | 0 | 0 | 0 | 0 | 0 | 0 | 31 | 0 | 0 | 0
Jun | 6 | 0 | 0 | 0 | 0 | 0 | 0 | 0 | 0 | 0.014326 | 0.11798 | 0.26714 | 0.36574 | 0.40281 | 0.38596 | 0.3413 | 0.25197 | 0.13146 | 0.016854 | 0 | 0 | 0 | 0 | 0 | 0 | 1 |  |  |  |  | Jun | 6 | 0 | 0 | 0 | 0 | 0 | 0 | 0 | 0 | 0 | 0 | 1066.3952 | 1864.7823 | 2169.1103 | 2051.7685 | 1717.239 | 1024.1029 | 33.4103 | 0 | 0 | 0 | 0 | 0 | 0 | 0 | 30 | 212717.3257 | 85086.9303 | 297804.256 | Jun | 6 | 0 | 0 | 0 | 0 | 0 | 0 | 0 | 0 | 0 | 0 | 0 | 0 | 0 | 0 | 0 | 0 | 0 | 0 | 0 | 0 | 0 | 0 | 0 | 0 | 30 | 0 | 0 | 0
Jul | 7 | 0 | 0 | 0 | 0 | 0 | 0 | 0 | 0 | 0.017697 | 0.1382 | 0.28315 | 0.38596 | 0.4281 | 0.41883 | 0.37753 | 0.28231 | 0.17781 | 0.030337 | 0.00084271 | 0 | 0 | 0 | 0 | 0 | 1 |  |  |  |  | Jul | 7 | 0 | 0 | 0 | 0 | 0 | 0 | 0 | 0 | 0 | 73.7097 | 1195.2989 | 2020.5754 | 2365.9706 | 2306.7923 | 1998.8772 | 1251.8202 | 396.7807 | 0 | 0 | 0 | 0 | 0 | 0 | 0 | 31 | 257074.6927 | 102829.8771 | 359904.5698 | Jul | 7 | 0 | 0 | 0 | 0 | 0 | 0 | 0 | 0 | 0 | 0 | 0 | 0 | 0 | 0 | 0 | 0 | 0 | 0 | 0 | 0 | 0 | 0 | 0 | 0 | 31 | 0 | 0 | 0
Aug | 8 | 0 | 0 | 0 | 0 | 0 | 0 | 0 | 0.0033708 | 0.050562 | 0.21995 | 0.35309 | 0.43905 | 0.4736 | 0.47107 | 0.42388 | 0.34214 | 0.22247 | 0.065731 | 0.005899 | 0 | 0 | 0 | 0 | 0 | 1 |  |  |  |  | Aug | 8 | 0 | 0 | 0 | 0 | 0 | 0 | 0 | 0 | 0 | 726.0733 | 1752.7522 | 2444.1674 | 2730.3426 | 2722.9502 | 2360.6973 | 1736.6698 | 770.8121 | 0 | 0 | 0 | 0 | 0 | 0 | 0 | 31 | 337556.0086 | 135022.4034 | 472578.412 | Aug | 8 | 0 | 0 | 0 | 0 | 0 | 0 | 0 | 0 | 0 | 0 | 0 | 0 | 0 | 0 | 0 | 0 | 0 | 0 | 0 | 0 | 0 | 0 | 0 | 0 | 31 | 0 | 0 | 0
Sep | 9 | 0 | 0 | 0 | 0 | 0 | 0 | 0.00084271 | 0.023596 | 0.1559 | 0.29579 | 0.41208 | 0.49214 | 0.54186 | 0.54355 | 0.49551 | 0.40619 | 0.28484 | 0.14832 | 0.01854 | 0 | 0 | 0 | 0 | 0 | 1 |  |  |  |  | Sep | 9 | 0 | 0 | 0 | 0 | 0 | 0 | 0 | 0 | 364.0316 | 1401.0314 | 2293.7575 | 2933.8573 | 3324.2683 | 3345.0368 | 2980.6978 | 2283.075 | 1333.7695 | 266.8444 | 0 | 0 | 0 | 0 | 0 | 0 | 30 | 439850.7764 | 175940.3106 | 615791.087 | Sep | 9 | 0 | 0 | 0 | 0 | 0 | 0 | 0 | 0 | 0 | 0 | 0 | 0 | 0 | 0 | 0 | 0 | 0 | 0 | 0 | 0 | 0 | 0 | 0 | 0 | 30 | 0 | 0 | 0
Oct | 10 | 0 | 0 | 0 | 0 | 0 | 0 | 0.010112 | 0.086799 | 0.225 | 0.36152 | 0.47529 | 0.56798 | 0.60928 | 0.60506 | 0.55366 | 0.45253 | 0.32444 | 0.18455 | 0.041293 | 0.0042135 | 0 | 0 | 0 | 0 | 1 |  |  |  |  | Oct | 10 | 0 | 0 | 0 | 0 | 0 | 0 | 0 | 0 | 841.9713 | 1882.4915 | 2775.5001 | 3501.1805 | 3820.0205 | 3788.6433 | 3403.9814 | 2631.8889 | 1661.0786 | 521.0689 | 0 | 0 | 0 | 0 | 0 | 0 | 31 | 549758.982 | 219903.5928 | 769662.5748 | Oct | 10 | 0 | 0 | 0 | 0 | 0 | 0 | 0 | 0 | 0 | 0 | 0 | 0 | 0 | 0 | 0 | 0 | 0 | 0 | 0 | 0 | 0 | 0 | 0 | 0 | 31 | 0 | 0 | 0
Nov | 11 | 0 | 0 | 0 | 0 | 0 | 0.0016854 | 0.030337 | 0.11966 | 0.24523 | 0.37163 | 0.48709 | 0.59158 | 0.65226 | 0.6531 | 0.59158 | 0.48709 | 0.35899 | 0.21321 | 0.0809 | 0.014326 | 0 | 0 | 0 | 0 | 1 |  |  |  |  | Nov | 11 | 0 | 0 | 0 | 0 | 0 | 0 | 0 | 101.4725 | 1008.4278 | 1952.975 | 2848.7225 | 3659.0869 | 4121.3675 | 4121.3984 | 3653.0545 | 2847.1591 | 1895.0515 | 799.6518 | 0 | 0 | 0 | 0 | 0 | 0 | 30 | 578750.7326 | 231500.2931 | 810251.0257 | Nov | 11 | 0 | 0 | 0 | 0 | 0 | 0 | 0 | 0 | 0 | 0 | 0 | 0 | 0 | 0 | 0 | 0 | 0 | 0 | 0 | 0 | 0 | 0 | 0 | 0 | 30 | 0 | 0 | 0
Dec | 12 | 0 | 0 | 0 | 0 | 0 | 0.0025281 | 0.036236 | 0.11882 | 0.24354 | 0.37922 | 0.4972 | 0.60169 | 0.65815 | 0.66658 | 0.61433 | 0.51405 | 0.38765 | 0.2486 | 0.11208 | 0.032866 | 0.0033708 | 0 | 0 | 0 | 1 |  |  |  |  | Dec | 12 | 0 | 0 | 0 | 0 | 0 | 0 | 0 | 73.4115 | 960.0455 | 1954.1837 | 2843.2177 | 3635.6626 | 4059.3499 | 4121.0469 | 3722.1389 | 2964.8739 | 2023.7524 | 1020.4829 | 2.0946 | 0 | 0 | 0 | 0 | 0 | 31 | 606277.1987 | 242510.8795 | 848788.0782 | Dec | 12 | 0 | 0 | 0 | 0 | 0 | 0 | 0 | 0 | 0 | 0 | 0 | 0 | 0 | 0 | 0 | 0 | 0 | 0 | 0 | 0 | 0 | 0 | 0 | 0 | 31 | 0 | 0 | 0
[58 empty] | 5435375.4476 | 2174150.179 | 7609525.6266 | [27 empty] | 0 | 0 | 0
|  | 7.7 | 6.8 | 5.5 | 3.9 | 2.7 | 2.1 | 2.2 | 3.2 | 4.3 | 5.9 | 6.9 | 7.7
6.7 | 5.7 | 0: 4.6; 1: 3.2; 2: 2.3; 3: 1.8; 4: 2.1; 5: 2.9; 6: 3.9; 7: 5.2; 8: 6.1; 9: 6.7 | [5 empty] | Remaining Import | [25 empty] | Days | Peak, kWh | Offpeak, kWh | Monthly kWh | Charge remaining | [25 empty] | Days | Peak, kWh | Offpeak, kWh | Monthly kWh
[32 empty] | Hour | 0 | 1 | 2 | 3 | 4 | 5 | 6 | 7 | 8 | 9 | 10 | 11 | 12 | 13 | 14 | 15 | 16 | 17 | 18 | 19 | 20 | 21 | 22 | 23 | [5 empty] | Hour | 0 | 1 | 2 | 3 | 4 | 5 | 6 | 7 | 8 | 9 | 10 | 11 | 12 | 13 | 14 | 15 | 16 | 17 | 18 | 19 | 20 | 21 | 22 | 23
[9 empty] | kWh/m^2 |  |  |  | % Increase | [17 empty] | Jan | 1 | 1520.6666 | 1492.012 | 1464.7692 | 1484.2586 | 1583.6375 | 967.3576 | 596.4788 | 120.1716 | 0 | 0 | 0 | 0 | 0 | 0 | 0 | 0 | 0 | 0 | 0 | 865.1837 | 1649.5402 | 1597.4672 | 1558.6271 | 1539.4588 | 31 | 128229.0616 | 381399.435 | 509628.4966 | Jan | 1 | 0 | 0 | 0 | 0 | 0 | 0 | 0 | 0 | 0 | 0 | 0 | 0 | 0 | 0 | 0 | 0 | 0 | 0 | 0 | 0 | 0 | 0 | 0 | 0 | 31 | 0 | 0 | 0
Mildura | Horsham | Ballarat | Castleton | Cobram | Wodonga | Sale |  | Month | Melbourne | Swan Hill | Shepparton | Echuca | Melbourne (Metro) | Swan Hill (NW) | Shepparton (N) | Echuca (N) | Mildura (NW) | Horsham (W) | Ballarat (Metro) | Casterton (W) | Cobram (N) | Wodonga (NE) | Sale (E) | [7 empty] | Feb | 2 | 1533.9273 | 1501.7538 | 1499.1285 | 1532.8759 | 1604.1815 | 1519.0683 | 763.9697 | 420.8883 | 0 | 0 | 0 | 0 | 0 | 0 | 0 | 0 | 0 | 0 | 71.3845 | 1613.5621 | 1810.3385 | 1706.1899 | 1589.1033 | 1561.5955 | 28 | 144229.3332 | 380153.7458 | 524383.079 | Feb | 2 | 0 | 0 | 0 | 0 | 0 | 0 | 0 | 0 | 0 | 0 | 0 | 0 | 0 | 0 | 0 | 0 | 0 | 0 | 0 | 0 | 0 | 0 | 0 | 0 | 28 | 0 | 0 | 0
7.8 | 7.6 | 7 | 7.2 | 7.7 | 7.6 | 6.7 | Jan | 1 | 6.8 | 7.8 | 7.7 | 7.7 | 1 | 1.1471 | 1.1324 | 1.1324 | 1.1471 | 1.1176 | 1.0294 | 1.0588 | 1.1324 | 1.1176 | 0.98529 | [7 empty] | Mar | 3 | 1572.4364 | 1537.1422 | 1531.9119 | 1569.6804 | 1643.0628 | 1749.9632 | 1132.063 | 698.9785 | 0 | 0 | 0 | 0 | 0 | 0 | 0 | 0 | 0 | 0 | 1200.385 | 2150.6865 | 1841.8823 | 1697.1645 | 1632.7066 | 1593.7084 | 31 | 204197.0739 | 463907.8438 | 668104.9176 | Mar | 3 | 0 | 0 | 0 | 0 | 0 | 0 | 0 | 0 | 0 | 0 | 0 | 0 | 0 | 0 | 0 | 0 | 0 | 0 | 0 | 0 | 0 | 0 | 0 | 0 | 31 | 0 | 0 | 0
6.9 | 6.7 | 6.1 | 6.2 | 6.8 | 6.6 | 5.7 | Feb | 2 | 5.9 | 6.9 | 6.7 | 6.8 | 1 | 1.1695 | 1.1356 | 1.1525 | 1.1695 | 1.1356 | 1.0339 | 1.0508 | 1.1525 | 1.1186 | 0.9661 | [7 empty] | Apr | 4 | 1494.6947 | 1478.2681 | 1453.6727 | 1454.5769 | 1486.5757 | 1566.8251 | 1428.868 | 687.4395 | 22.2528 | 0 | 0 | 0 | 0 | 0 | 0 | 0 | 0 | 266.8562 | 1692.8182 | 1774.0392 | 1702.7596 | 1595.8819 | 1554.6147 | 1513.8528 | 30 | 199214.1874 | 436005.6931 | 635219.8805 | Apr | 4 | 0 | 0 | 0 | 0 | 0 | 0 | 0 | 0 | 0 | 0 | 0 | 0 | 0 | 0 | 0 | 0 | 0 | 0 | 0 | 0 | 0 | 0 | 0 | 0 | 30 | 0 | 0 | 0
5.8 | 5.3 | 4.8 | 4.7 | 5.6 | 5.5 | 4.6 | Mar | 3 | 4.6 | 5.7 | 5.5 | 5.5 | 1 | 1.2391 | 1.1957 | 1.1957 | 1.2609 | 1.1522 | 1.0435 | 1.0217 | 1.2174 | 1.1957 | 1 | [7 empty] | May | 5 | 1464.8286 | 1440.5371 | 1400.7703 | 1396.3473 | 1422.2945 | 1537.2631 | 1675.5129 | 1015.1006 | 588.4648 | 0 | 0 | 0 | 0 | 0 | 0 | 0 | 0 | 1465.5026 | 2285.2772 | 2291.6478 | 2072.1094 | 1726.178 | 1607.8099 | 1498.314 | 31 | 289010.569 | 482516.1283 | 771526.6973 | May | 5 | 0 | 0 | 0 | 0 | 0 | 0 | 0 | 0 | 0 | 0 | 0 | 0 | 0 | 0 | 0 | 0 | 0 | 0 | 0 | 0 | 0 | 0 | 0 | 0 | 31 | 0 | 0 | 0
4.2 | 3.7 | 3.2 | 3.2 | 3.9 | 3.8 | 3.2 | Apr | 4 | 3.2 | 4 | 3.8 | 3.9 | 1 | 1.25 | 1.1875 | 1.2188 | 1.3125 | 1.1562 | 1 | 1 | 1.2188 | 1.1875 | 1 | [7 empty] | Jun | 6 | 1495.8969 | 1470.6462 | 1429.0923 | 1426.1378 | 1446.4486 | 1569.0784 | 1732.4499 | 1387.7034 | 845.4146 | 89.0384 | 0 | 0 | 0 | 0 | 0 | 0 | 0 | 1745.8038 | 2266.4498 | 2301.1943 | 2154.329 | 1791.9868 | 1636.1034 | 1526.696 | 30 | 304671.9342 | 484762.159 | 789434.0931 | Jun | 6 | 0 | 0 | 0 | 0 | 0 | 0 | 0 | 0 | 0 | 0 | 0 | 0 | 0 | 0 | 0 | 0 | 0 | 0 | 0 | 0 | 0 | 0 | 0 | 0 | 30 | 0 | 0 | 0
3 | 2.5 | 2.1 | 2.1 | 2.8 | 2.6 | 2.3 | May | 5 | 2.1 | 2.8 | 2.6 | 2.7 | 1 | 1.3333 | 1.2381 | 1.2857 | 1.4286 | 1.1905 | 1 | 1 | 1.3333 | 1.2381 | 1.0952 | [7 empty] | Jul | 7 | 1473.1255 | 1463.561 | 1420.1293 | 1415.9055 | 1436.8778 | 1555.3515 | 1713.6154 | 1350.3532 | 806.4405 | 0 | 0 | 0 | 0 | 0 | 0 | 0 | 0 | 1500.6826 | 2315.2045 | 2304.9007 | 1970.2406 | 1697.4655 | 1583.9977 | 1501.5704 | 31 | 299577.0315 | 491215.042 | 790792.0735 | Jul | 7 | 0 | 0 | 0 | 0 | 0 | 0 | 0 | 0 | 0 | 0 | 0 | 0 | 0 | 0 | 0 | 0 | 0 | 0 | 0 | 0 | 0 | 0 | 0 | 0 | 31 | 0 | 0 | 0
2.4 | 2 | 1.6 | 1.7 | 2.1 | 1.9 | 1.8 | Jun | 6 | 1.7 | 2.3 | 2 | 2.1 | 1 | 1.3529 | 1.1765 | 1.2353 | 1.4118 | 1.1765 | 0.94118 | 1 | 1.2353 | 1.1176 | 1.0588 | [7 empty] | Aug | 8 | 1475.1362 | 1461.5337 | 1418.7644 | 1418.3845 | 1442.7805 | 1559.4497 | 1675.5758 | 962.2098 | 535.1079 | 0 | 0 | 0 | 0 | 0 | 0 | 0 | 0 | 719.7002 | 2232.1476 | 2300.1742 | 2005.8532 | 1680.5647 | 1588.2606 | 1500.5652 | 31 | 266246.1155 | 477016.3389 | 743262.4544 | Aug | 8 | 0 | 0 | 0 | 0 | 0 | 0 | 0 | 0 | 0 | 0 | 0 | 0 | 0 | 0 | 0 | 0 | 0 | 0 | 0 | 0 | 0 | 0 | 0 | 0 | 31 | 0 | 0 | 0
2.6 | 2.1 | 1.8 | 1.9 | 2.3 | 2.1 | 2.1 | Jul | 7 | 1.9 | 2.4 | 2.1 | 2.2 | 1 | 1.2632 | 1.1053 | 1.1579 | 1.3684 | 1.1053 | 0.94737 | 1 | 1.2105 | 1.1053 | 1.1053 | [7 empty] | Sep | 9 | 1467.9989 | 1441.9558 | 1397.9322 | 1397.5599 | 1421.0679 | 1530.1032 | 1023.7041 | 627.1061 | 0 | 0 | 0 | 0 | 0 | 0 | 0 | 0 | 0 | 0 | 1583.7806 | 1922.5544 | 1814.4597 | 1589.5508 | 1515.8058 | 1492.3636 | 30 | 193998.3726 | 412779.9186 | 606778.2913 | Sep | 9 | 0 | 0 | 0 | 0 | 0 | 0 | 0 | 0 | 0 | 0 | 0 | 0 | 0 | 0 | 0 | 0 | 0 | 0 | 0 | 0 | 0 | 0 | 0 | 0 | 30 | 0 | 0 | 0
3.6 | 3 | 2.7 | 2.8 | 3.2 | 3.1 | 2.9 | Aug | 8 | 2.7 | 3.4 | 3.1 | 3.2 | 1 | 1.2593 | 1.1481 | 1.1852 | 1.3333 | 1.1111 | 1 | 1.037 | 1.1852 | 1.1481 | 1.0741 | [7 empty] | Oct | 10 | 1467.42 | 1428.5238 | 1424.1488 | 1448.2442 | 1536.8726 | 1240.8345 | 721.1555 | 172.9323 | 0 | 0 | 0 | 0 | 0 | 0 | 0 | 0 | 0 | 0 | 1093.5584 | 1890.3732 | 1676.5057 | 1537.4084 | 1516.8043 | 1499.7648 | 31 | 174653.6049 | 403637.3336 | 578290.9385 | Oct | 10 | 0 | 0 | 0 | 0 | 0 | 0 | 0 | 0 | 0 | 0 | 0 | 0 | 0 | 0 | 0 | 0 | 0 | 0 | 0 | 0 | 0 | 0 | 0 | 0 | 31 | 0 | 0 | 0
4.8 | 4.1 | 3.7 | 3.8 | 4.4 | 4.3 | 3.9 | Sep | 9 | 3.7 | 4.6 | 4.3 | 4.3 | 1 | 1.2432 | 1.1622 | 1.1622 | 1.2973 | 1.1081 | 1 | 1.027 | 1.1892 | 1.1622 | 1.0541 | [7 empty] | Nov | 11 | 1476.232 | 1433.1981 | 1419.0237 | 1443.0965 | 1479.5264 | 748.0861 | 539.7479 | 0 | 0 | 0 | 0 | 0 | 0 | 0 | 0 | 0 | 0 | 0 | 215.4833 | 1431.3364 | 1572.4733 | 1555.9544 | 1533.347 | 1512.7691 | 30 | 135184.1662 | 355624.0587 | 490808.2249 | Nov | 11 | 0 | 0 | 0 | 0 | 0 | 0 | 0 | 0 | 0 | 0 | 0 | 0 | 0 | 0 | 0 | 0 | 0 | 0 | 0 | 0 | 0 | 0 | 0 | 0 | 30 | 0 | 0 | 0
6.2 | 5.5 | 5.1 | 5.1 | 5.9 | 5.8 | 5.2 | Oct | 10 | 5 | 6 | 5.8 | 5.9 | 1 | 1.2 | 1.16 | 1.18 | 1.24 | 1.1 | 1.02 | 1.02 | 1.18 | 1.16 | 1.04 | [7 empty] | Dec | 12 | 1491.1924 | 1454.9 | 1437.4974 | 1464.7114 | 1450.1824 | 719.7523 | 520.0184 | 0 | 0 | 0 | 0 | 0 | 0 | 0 | 0 | 0 | 0 | 0 | 0 | 895.1831 | 1556.5538 | 1561.7901 | 1541.8604 | 1523.4705 | 31 | 123012.1476 | 361118.33 | 484130.4775 | Dec | 12 | 0 | 0 | 0 | 0 | 0 | 0 | 0 | 0 | 0 | 0 | 0 | 0 | 0 | 0 | 0 | 0 | 0 | 0 | 0 | 0 | 0 | 0 | 0 | 0 | 31 | 0 | 0 | 0
7.1 | 6.7 | 6.1 | 6.2 | 6.9 | 6.9 | 6.1 | Nov | 11 | 6 | 6.9 | 6.8 | 6.9 | 1 | 1.15 | 1.1333 | 1.15 | 1.1833 | 1.1167 | 1.0167 | 1.0333 | 1.15 | 1.15 | 1.0167 | [34 empty] | 2462223.5976 | 5130136.0267 | 7592359.6242 | [27 empty] | 0 | 0 | 0
7.8 | 7.4 | 6.9 | 6.9 | 7.7 | 7.6 | 6.7 | Dec | 12 | 6.8 | 7.7 | 7.7 | 7.7 | 1 | 1.1324 | 1.1324 | 1.1324 | 1.1471 | 1.0882 | 1.0147 | 1.0147 | 1.1324 | 1.1176 | 0.98529
[31 empty] | Spot Price | [25 empty] | Days | Peak, kWh | Offpeak, kWh | Monthly kWh | Remaining Import | [25 empty] | Days | Peak, kWh | Offpeak, kWh | Monthly kWh
[32 empty] | Hour | 0 | 1 | 2 | 3 | 4 | 5 | 6 | 7 | 8 | 9 | 10 | 11 | 12 | 13 | 14 | 15 | 16 | 17 | 18 | 19 | 20 | 21 | 22 | 23 | [5 empty] | Hour | 0 | 1 | 2 | 3 | 4 | 5 | 6 | 7 | 8 | 9 | 10 | 11 | 12 | 13 | 14 | 15 | 16 | 17 | 18 | 19 | 20 | 21 | 22 | 23
[7 empty] | Annual Consumption Unscaled | [23 empty] | Jan | 1 | 0.041473 | 0.033048 | 0.031098 | 0.03031 | 0.031492 | 0.033327 | 0.040083 | 0.054388 | 0.062148 | 0.068475 | 0.07035 | 0.071865 | 0.079127 | 0.082166 | 0.084278 | 0.097182 | 0.10419 | 0.10786 | 0.078565 | 0.071392 | 0.070813 | 0.058883 | 0.043934 | 0.042417 | 31 |  |  |  | Jan | 1 | 1520.6666 | 1492.012 | 1464.7692 | 1484.2586 | 1583.6375 | 967.3576 | 596.4788 | 120.1716 | 0 | 0 | 0 | 0 | 0 | 0 | 0 | 0 | 0 | 0 | 0 | 865.1837 | 1649.5402 | 1597.4672 | 1558.6271 | 1539.4588 | 31 | 128229.0616 | 381399.435 | 509628.4966
[7 empty] | 1520.6666 | 1492.012 | 1464.7692 | 1484.2586 | 1583.6375 | 973.9307 | 787.0993 | 849.788 | 968.9894 | 1046.3968 | 1092.982 | 1118.9018 | 1134.8954 | 1148.4018 | 1138.9024 | 1108.97 | 1056.003 | 977.9707 | 920.381 | 1160.9741 | 1675.8327 | 1597.4672 | 1558.6271 | 1539.4588 | Feb | 2 | 0.064029 | 0.043473 | 0.034228 | 0.043867 | 0.047456 | 0.060541 | 0.084744 | 0.10142 | 0.090145 | 0.095731 | 0.093758 | 0.10262 | 0.10067 | 0.10209 | 0.1028 | 0.10939 | 0.15574 | 0.11773 | 0.096059 | 0.10159 | 0.099322 | 0.082032 | 0.065454 | 0.070239 | 28 |  |  |  | Feb | 2 | 1533.9273 | 1501.7538 | 1499.1285 | 1532.8759 | 1604.1815 | 1519.0683 | 763.9697 | 420.8883 | 0 | 0 | 0 | 0 | 0 | 0 | 0 | 0 | 0 | 0 | 71.3845 | 1613.5621 | 1810.3385 | 1706.1899 | 1589.1033 | 1561.5955 | 28 | 144229.3332 | 380153.7458 | 524383.079
[7 empty] | 1533.9273 | 1501.7538 | 1499.1285 | 1532.8759 | 1604.1815 | 1519.0683 | 823.1277 | 881.0067 | 1000.1882 | 1069.9777 | 1098.6051 | 1128.2473 | 1158.1553 | 1172.4377 | 1159.07 | 1159.9758 | 1135.242 | 1068.5957 | 1050.7794 | 1797.6095 | 1810.3385 | 1706.1899 | 1589.1033 | 1561.5955 | Mar | 3 | 0.064012 | 0.050292 | 0.044266 | 0.042705 | 0.047824 | 0.059331 | 0.087252 | 0.1064 | 0.10627 | 0.10918 | 0.10831 | 0.10639 | 0.11441 | 0.11718 | 0.11403 | 0.12201 | 0.12386 | 0.12047 | 0.1129 | 0.11366 | 0.09423 | 0.077962 | 0.06265 | 0.068328 | 31 |  |  |  | Mar | 3 | 1572.4364 | 1537.1422 | 1531.9119 | 1569.6804 | 1643.0628 | 1749.9632 | 1132.063 | 698.9785 | 0 | 0 | 0 | 0 | 0 | 0 | 0 | 0 | 0 | 0 | 1200.385 | 2150.6865 | 1841.8823 | 1697.1645 | 1632.7066 | 1593.7084 | 31 | 204197.0739 | 463907.8438 | 668104.9176
[7 empty] | 1572.4364 | 1537.1422 | 1531.9119 | 1569.6804 | 1643.0628 | 1749.9632 | 1138.6361 | 922.4645 | 1059.2727 | 1130.8701 | 1187.6434 | 1224.8376 | 1260.2372 | 1244.8235 | 1224.0057 | 1207.488 | 1210.1064 | 1172.1574 | 1627.6378 | 2190.1252 | 1841.8823 | 1697.1645 | 1632.7066 | 1593.7084 | Apr | 4 | 0.11122 | 0.097968 | 0.086532 | 0.076989 | 0.072337 | 0.084026 | 0.10398 | 0.12643 | 0.12466 | 0.12326 | 0.11346 | 0.10938 | 0.1063 | 0.10618 | 0.10379 | 0.1043 | 0.10864 | 0.11862 | 0.14772 | 0.12418 | 0.1179 | 0.10933 | 0.10622 | 0.11177 | 30 |  |  |  | Apr | 4 | 1494.6947 | 1478.2681 | 1453.6727 | 1454.5769 | 1486.5757 | 1566.8251 | 1428.868 | 687.4395 | 22.2528 | 0 | 0 | 0 | 0 | 0 | 0 | 0 | 0 | 266.8562 | 1692.8182 | 1774.0392 | 1702.7596 | 1595.8819 | 1554.6147 | 1513.8528 | 30 | 199214.1874 | 436005.6931 | 635219.8805
[7 empty] | 1494.6947 | 1478.2681 | 1453.6727 | 1454.5769 | 1486.5757 | 1566.8251 | 1428.868 | 753.1707 | 784.7347 | 875.4362 | 919.1824 | 910.3044 | 925.5609 | 944.7938 | 943.9737 | 935.4381 | 943.057 | 1062.2038 | 1771.6957 | 1774.0392 | 1702.7596 | 1595.8819 | 1554.6147 | 1513.8528 | May | 5 | 0.037806 | 0.028226 | 0.022617 | 0.010841 | -0.00021855 | 0.01322 | 0.042661 | 0.081959 | 0.078049 | 0.068507 | 0.066279 | 0.061714 | 0.056227 | 0.05745 | 0.058845 | 0.051954 | 0.063799 | 0.083621 | 0.13018 | 0.071595 | 0.069187 | 0.052043 | 0.047976 | 0.04609 | 31 |  |  |  | May | 5 | 1464.8286 | 1440.5371 | 1400.7703 | 1396.3473 | 1422.2945 | 1537.2631 | 1675.5129 | 1015.1006 | 588.4648 | 0 | 0 | 0 | 0 | 0 | 0 | 0 | 0 | 1465.5026 | 2285.2772 | 2291.6478 | 2072.1094 | 1726.178 | 1607.8099 | 1498.314 | 31 | 289010.569 | 482516.1283 | 771526.6973
[7 empty] | 1464.8286 | 1440.5371 | 1400.7703 | 1396.3473 | 1422.2945 | 1537.2631 | 1675.5129 | 1021.6737 | 857.9627 | 903.2383 | 923.1287 | 909.8466 | 904.8838 | 904.7597 | 898.2597 | 897.3855 | 948.7995 | 1682.4156 | 2291.8503 | 2291.6478 | 2072.1094 | 1726.178 | 1607.8099 | 1498.314 | Jun | 6 | 0.067723 | 0.051582 | 0.039116 | 0.02927 | 0.025984 | 0.034849 | 0.065698 | 0.12525 | 0.14159 | 0.13446 | 0.1228 | 0.10144 | 0.093064 | 0.090151 | 0.0912 | 0.088152 | 0.10744 | 0.13581 | 0.18413 | 0.11263 | 0.12416 | 0.10389 | 0.082731 | 0.07384 | 30 |  |  |  | Jun | 6 | 1495.8969 | 1470.6462 | 1429.0923 | 1426.1378 | 1446.4486 | 1569.0784 | 1732.4499 | 1387.7034 | 845.4146 | 89.0384 | 0 | 0 | 0 | 0 | 0 | 0 | 0 | 1745.8038 | 2266.4498 | 2301.1943 | 2154.329 | 1791.9868 | 1636.1034 | 1526.696 | 30 | 304671.9342 | 484762.159 | 789434.0931
[7 empty] | 1495.8969 | 1470.6462 | 1429.0923 | 1426.1378 | 1446.4486 | 1569.0784 | 1732.4499 | 1387.7034 | 957.1576 | 1009.2752 | 1017.2839 | 987.9518 | 972.8411 | 958.7204 | 944.8746 | 941.2599 | 991.9964 | 1877.2662 | 2266.4498 | 2301.1943 | 2154.329 | 1791.9868 | 1636.1034 | 1526.696 | Jul | 7 | 0.046551 | 0.036644 | 0.026882 | 0.021467 | 0.01851 | 0.022952 | 0.043894 | 0.07856 | 0.10966 | 0.11174 | 0.092588 | 0.070816 | 0.059936 | 0.05794 | 0.057035 | 0.057245 | 0.060341 | 0.080055 | 0.13162 | 0.087954 | 0.08625 | 0.069339 | 0.06635 | 0.057633 | 31 |  |  |  | Jul | 7 | 1473.1255 | 1463.561 | 1420.1293 | 1415.9055 | 1436.8778 | 1555.3515 | 1713.6154 | 1350.3532 | 806.4405 | 0 | 0 | 0 | 0 | 0 | 0 | 0 | 0 | 1500.6826 | 2315.2045 | 2304.9007 | 1970.2406 | 1697.4655 | 1583.9977 | 1501.5704 | 31 | 299577.0315 | 491215.042 | 790792.0735
[7 empty] | 1473.1255 | 1463.561 | 1420.1293 | 1415.9055 | 1436.8778 | 1555.3515 | 1713.6154 | 1350.3532 | 944.476 | 1004.282 | 1013.2694 | 989.9136 | 973.1744 | 960.0483 | 945.8806 | 950.175 | 990.1477 | 1737.315 | 2321.7777 | 2304.9007 | 1970.2406 | 1697.4655 | 1583.9977 | 1501.5704 | Aug | 8 | 0.036252 | 0.02882 | 0.02286 | 0.019613 | 0.017775 | 0.022721 | 0.037539 | 0.071963 | 0.06882 | 0.051137 | 0.045291 | 0.037691 | 0.034474 | 0.034909 | 0.034106 | 0.035033 | 0.042879 | 0.049287 | 0.083476 | 0.074778 | 0.059378 | 0.047654 | 0.043871 | 0.037276 | 31 |  |  |  | Aug | 8 | 1475.1362 | 1461.5337 | 1418.7644 | 1418.3845 | 1442.7805 | 1559.4497 | 1675.5758 | 962.2098 | 535.1079 | 0 | 0 | 0 | 0 | 0 | 0 | 0 | 0 | 719.7002 | 2232.1476 | 2300.1742 | 2005.8532 | 1680.5647 | 1588.2606 | 1500.5652 | 31 | 266246.1155 | 477016.3389 | 743262.4544
[7 empty] | 1475.1362 | 1461.5337 | 1418.7644 | 1418.3845 | 1442.7805 | 1559.4497 | 1675.5758 | 988.5023 | 929.4951 | 989.511 | 1001.3851 | 980.4281 | 963.7508 | 951.4239 | 945.5821 | 932.0169 | 964.4916 | 1232.4036 | 2278.1594 | 2300.1742 | 2005.8532 | 1680.5647 | 1588.2606 | 1500.5652 | Sep | 9 | 0.037319 | 0.031342 | 0.0275 | 0.024076 | 0.022821 | 0.026723 | 0.035051 | 0.046574 | 0.053012 | 0.052288 | 0.045714 | 0.040658 | 0.038229 | 0.036231 | 0.037983 | 0.038967 | 0.041951 | 0.044677 | 0.062679 | 0.065341 | 0.051345 | 0.044272 | 0.040138 | 0.039539 | 30 |  |  |  | Sep | 9 | 1467.9989 | 1441.9558 | 1397.9322 | 1397.5599 | 1421.0679 | 1530.1032 | 1023.7041 | 627.1061 | 0 | 0 | 0 | 0 | 0 | 0 | 0 | 0 | 0 | 0 | 1583.7806 | 1922.5544 | 1814.4597 | 1589.5508 | 1515.8058 | 1492.3636 | 30 | 193998.3726 | 412779.9186 | 606778.2913
[7 empty] | 1467.9989 | 1441.9558 | 1397.9322 | 1397.5599 | 1421.0679 | 1530.1032 | 1030.2772 | 811.1534 | 851.9956 | 906.1337 | 920.4982 | 904.8448 | 902.2479 | 894.6256 | 884.2967 | 885.1689 | 887.9451 | 890.0247 | 1728.3892 | 1922.5544 | 1814.4597 | 1589.5508 | 1515.8058 | 1492.3636 | Oct | 10 | 0.035375 | 0.025453 | 0.017405 | 0.014976 | 0.020411 | 0.031836 | 0.053463 | 0.057714 | 0.039811 | 0.037034 | 0.031972 | 0.029513 | 0.027095 | 0.022905 | 0.022288 | 0.023869 | 0.031152 | 0.037681 | 0.04175 | 0.053939 | 0.044121 | 0.032828 | 0.030266 | 0.033616 | 31 |  |  |  | Oct | 10 | 1467.42 | 1428.5238 | 1424.1488 | 1448.2442 | 1536.8726 | 1240.8345 | 721.1555 | 172.9323 | 0 | 0 | 0 | 0 | 0 | 0 | 0 | 0 | 0 | 0 | 1093.5584 | 1890.3732 | 1676.5057 | 1537.4084 | 1516.8043 | 1499.7648 | 31 | 174653.6049 | 403637.3336 | 578290.9385
[7 empty] | 1467.42 | 1428.5238 | 1424.1488 | 1448.2442 | 1536.8726 | 1240.8345 | 800.0329 | 849.9636 | 913.0518 | 937.377 | 931.7396 | 929.1024 | 932.3452 | 930.8568 | 914.5584 | 897.8765 | 869.5726 | 918.4443 | 1415.6413 | 1923.2388 | 1676.5057 | 1537.4084 | 1516.8043 | 1499.7648 | Nov | 11 | 0.030276 | 0.021085 | 0.017995 | 0.014851 | 0.016716 | 0.030227 | 0.04901 | 0.054725 | 0.045491 | 0.044813 | 0.042917 | 0.041903 | 0.040454 | 0.040714 | 0.032953 | 0.036293 | 0.037106 | 0.040255 | 0.038878 | 0.049408 | 0.04835 | 0.032631 | 0.029118 | 0.029054 | 30 |  |  |  | Nov | 11 | 1476.232 | 1433.1981 | 1419.0237 | 1443.0965 | 1479.5264 | 748.0861 | 539.7479 | 0 | 0 | 0 | 0 | 0 | 0 | 0 | 0 | 0 | 0 | 0 | 215.4833 | 1431.3364 | 1572.4733 | 1555.9544 | 1533.347 | 1512.7691 | 30 | 135184.1662 | 355624.0587 | 490808.2249
[7 empty] | 1476.232 | 1433.1981 | 1419.0237 | 1443.0965 | 1479.5264 | 761.2324 | 776.3802 | 831.9106 | 904.3501 | 945.7709 | 950.5409 | 955.2433 | 966.2274 | 972.7696 | 961.2757 | 952.1042 | 905.0977 | 863.3475 | 846.5028 | 1543.0795 | 1572.4733 | 1555.9544 | 1533.347 | 1512.7691 | Dec | 12 | 0.02598 | 0.015755 | 0.017162 | 0.017694 | 0.017716 | 0.019684 | 0.028385 | 0.033915 | 0.033806 | 0.034527 | 0.033975 | 0.03425 | 0.034532 | 0.036017 | 0.032934 | 0.035794 | 0.039423 | 0.03927 | 0.037652 | 0.0366 | 0.034085 | 0.028453 | 0.026026 | 0.024426 | 31 |  |  |  | Dec | 12 | 1491.1924 | 1454.9 | 1437.4974 | 1464.7114 | 1450.1824 | 719.7523 | 520.0184 | 0 | 0 | 0 | 0 | 0 | 0 | 0 | 0 | 0 | 0 | 0 | 0 | 895.1831 | 1556.5538 | 1561.7901 | 1541.8604 | 1523.4705 | 31 | 123012.1476 | 361118.33 | 484130.4775
[7 empty] | 1491.1924 | 1454.9 | 1437.4974 | 1464.7114 | 1450.1824 | 739.4717 | 802.6626 | 853.3984 | 939.5861 | 1003.7203 | 1034.9231 | 1057.5451 | 1074.2568 | 1078.291 | 1069.6656 | 1044.7293 | 999.8828 | 918.5875 | 872.1303 | 1151.5347 | 1582.8463 | 1561.7901 | 1541.8604 | 1523.4705 | [57 empty] | 2462223.5976 | 5130136.0267 | 7592359.6242
[31 empty] | Export Savings, $ | [25 empty] | Days | Peak, $ | Offpeak, $ | Monthly $ | Remaining Export | [25 empty] | Days | Peak, kWh | Offpeak, kWh | Monthly kWh
[32 empty] | Hour | 0 | 1 | 2 | 3 | 4 | 5 | 6 | 7 | 8 | 9 | 10 | 11 | 12 | 13 | 14 | 15 | 16 | 17 | 18 | 19 | 20 | 21 | 22 | 23 | [5 empty] | Hour | 0 | 1 | 2 | 3 | 4 | 5 | 6 | 7 | 8 | 9 | 10 | 11 | 12 | 13 | 14 | 15 | 16 | 17 | 18 | 19 | 20 | 21 | 22 | 23
| Public Lighting | 916.0184 | 916.0194 | 916.0194 | 916.0184 | 916.0205 | 227.5285 | 0.0010483 | 0 | 0 | 0 | 0 | 0 | 0 | 0 | 0 | 0 | 0 | 0 | 0 | 278.2519 | 916.0184 | 916.0184 | 916.0184 | 916.0184 | [5 empty] | Jan | 1 | 0 | 0 | 0 | 0 | 0 | 0 | 0 | 0 | 45.5821 | 116.937 | 191.7746 | 264.4243 | 337.7296 | 364.1741 | 345.5308 | 327.8814 | 252.2504 | 139.8229 | 13.9318 | 0 | 0 | 0 | 0 | 0 | 31 | 53143.7199 | 21257.488 | 74401.2079 | Jan | 1 | 0 | 0 | 0 | 0 | 0 | 0 | 0 | 0 | 0 | 0 | 0 | 0 | 0 | 0 | 0 | 0 | 0 | 0 | 0 | 0 | 0 | 0 | 0 | 0 | 31 | 0 | 0 | 0
|  | 916.0341 | 916.0328 | 916.0328 | 916.0328 | 916.0328 | 726.8328 | 1.6514 | 0.015552 | 0.014392 | 0.009517 | 0.0071958 | 0.0071958 | 0.0083564 | 0.013115 | 0.014392 | 0.014392 | 0.014392 | 0.014392 | 0.014392 | 640.136 | 916.0328 | 916.0328 | 916.0328 | 916.0328 | [5 empty] | Feb | 2 | 0 | 0 | 0 | 0 | 0 | 0 | 0 | 0 | 49.6759 | 160.5968 | 261.8354 | 380.6833 | 435.2959 | 457.3895 | 425.4716 | 369.9661 | 364.7369 | 134.2084 | 0 | 0 | 0 | 0 | 0 | 0 | 28 | 60797.1932 | 24318.8773 | 85116.0705 | Feb | 2 | 0 | 0 | 0 | 0 | 0 | 0 | 0 | 0 | 0 | 0 | 0 | 0 | 0 | 0 | 0 | 0 | 0 | 0 | 0 | 0 | 0 | 0 | 0 | 0 | 28 | 0 | 0 | 0
|  | 915.7504 | 915.7504 | 915.7504 | 915.7504 | 915.7504 | 915.7504 | 272.7507 | 0 | 0 | 0 | 0 | 0 | 0 | 0 | 0 | 0 | 0 | 0 | 347.099 | 915.7504 | 915.7504 | 915.7504 | 915.7504 | 915.7504 | [5 empty] | Mar | 3 | 0 | 0 | 0 | 0 | 0 | 0 | 0 | 0 | 26.438 | 149.2345 | 260.7973 | 342.4197 | 425.0855 | 454.9136 | 400.0937 | 340.2929 | 210.7782 | 65.4666 | 0 | 0 | 0 | 0 | 0 | 0 | 31 | 59243.6596 | 23697.4638 | 82941.1234 | Mar | 3 | 0 | 0 | 0 | 0 | 0 | 0 | 0 | 0 | 0 | 0 | 0 | 0 | 0 | 0 | 0 | 0 | 0 | 0 | 0 | 0 | 0 | 0 | 0 | 0 | 31 | 0 | 0 | 0
|  | 915.6214 | 915.6214 | 915.6214 | 915.6214 | 915.6214 | 915.6214 | 708.5822 | 0 | 0 | 0 | 0 | 0 | 0 | 0 | 0 | 0 | 0 | 149.5458 | 882.5555 | 915.6214 | 915.6214 | 915.6214 | 915.6214 | 915.6214 | [5 empty] | Apr | 4 | 0 | 0 | 0 | 0 | 0 | 0 | 0 | 0 | 0 | 152.9803 | 258.9128 | 326.7759 | 366.9748 | 360.308 | 309.3018 | 232.1931 | 131.7691 | 0 | 0 | 0 | 0 | 0 | 0 | 0 | 30 | 45840.3368 | 18336.1347 | 64176.4715 | Apr | 4 | 0 | 0 | 0 | 0 | 0 | 0 | 0 | 0 | 0 | 0 | 0 | 0 | 0 | 0 | 0 | 0 | 0 | 0 | 0 | 0 | 0 | 0 | 0 | 0 | 30 | 0 | 0 | 0
|  | 929.954 | 929.954 | 929.954 | 929.954 | 929.954 | 929.954 | 929.954 | 211.9908 | 0 | 0 | 0 | 0 | 0 | 0 | 0 | 0 | 0 | 649.4695 | 929.954 | 929.954 | 929.954 | 929.954 | 929.954 | 929.954 | [5 empty] | May | 5 | 0 | 0 | 0 | 0 | 0 | 0 | 0 | 0 | 0 | 39.8909 | 105.2383 | 143.4302 | 146.8507 | 147.0291 | 126.2285 | 71.8775 | 25.0167 | 0 | 0 | 0 | 0 | 0 | 0 | 0 | 31 | 17837.4422 | 7134.9769 | 24972.4191 | May | 5 | 0 | 0 | 0 | 0 | 0 | 0 | 0 | 0 | 0 | 0 | 0 | 0 | 0 | 0 | 0 | 0 | 0 | 0 | 0 | 0 | 0 | 0 | 0 | 0 | 31 | 0 | 0 | 0
|  | 926.231 | 926.231 | 926.231 | 926.231 | 926.231 | 926.231 | 926.231 | 506.6627 | 0 | 0 | 0 | 0 | 0 | 0 | 0 | 0 | 0 | 820.3172 | 926.231 | 926.231 | 926.231 | 926.231 | 926.231 | 926.231 | [5 empty] | Jun | 6 | 0 | 0 | 0 | 0 | 0 | 0 | 0 | 0 | 0 | 0 | 130.9556 | 189.1707 | 201.8661 | 184.9697 | 156.6119 | 90.2767 | 3.5895 | 0 | 0 | 0 | 0 | 0 | 0 | 0 | 30 | 20516.5751 | 8206.63 | 28723.2051 | Jun | 6 | 0 | 0 | 0 | 0 | 0 | 0 | 0 | 0 | 0 | 0 | 0 | 0 | 0 | 0 | 0 | 0 | 0 | 0 | 0 | 0 | 0 | 0 | 0 | 0 | 30 | 0 | 0 | 0
|  | 916.265 | 916.265 | 916.265 | 916.265 | 916.265 | 916.265 | 916.265 | 463.0611 | 0 | 0 | 0 | 0 | 0 | 0 | 0 | 0 | 0 | 618.2316 | 916.265 | 916.265 | 916.265 | 916.265 | 916.265 | 916.265 | [5 empty] | Jul | 7 | 0 | 0 | 0 | 0 | 0 | 0 | 0 | 0 | 0 | 8.2364 | 110.6706 | 143.0883 | 141.8075 | 133.6567 | 114.0053 | 71.6609 | 23.9422 | 0 | 0 | 0 | 0 | 0 | 0 | 0 | 31 | 16542.2174 | 6616.887 | 23159.1044 | Jul | 7 | 0 | 0 | 0 | 0 | 0 | 0 | 0 | 0 | 0 | 0 | 0 | 0 | 0 | 0 | 0 | 0 | 0 | 0 | 0 | 0 | 0 | 0 | 0 | 0 | 31 | 0 | 0 | 0
|  | 915.7845 | 915.7845 | 915.7845 | 915.7845 | 915.7845 | 915.7845 | 855.7199 | 91.5893 | 0 | 0 | 0 | 0 | 0 | 0 | 0 | 0 | 0 | 242.7419 | 915.7845 | 915.7845 | 915.7845 | 915.7845 | 915.7845 | 915.7845 | [5 empty] | Aug | 8 | 0 | 0 | 0 | 0 | 0 | 0 | 0 | 0 | 0 | 37.1292 | 79.3833 | 92.1234 | 94.1264 | 95.056 | 80.5131 | 60.8406 | 33.0518 | 0 | 0 | 0 | 0 | 0 | 0 | 0 | 31 | 12670.668 | 5068.2672 | 17738.9352 | Aug | 8 | 0 | 0 | 0 | 0 | 0 | 0 | 0 | 0 | 0 | 0 | 0 | 0 | 0 | 0 | 0 | 0 | 0 | 0 | 0 | 0 | 0 | 0 | 0 | 0 | 31 | 0 | 0 | 0
|  | 915.6084 | 915.6084 | 915.6084 | 915.6084 | 915.6084 | 911.5405 | 284.8754 | 0 | 0 | 0 | 0 | 0 | 0 | 0 | 0 | 0 | 0 | 2.0344 | 759.967 | 915.6084 | 915.6084 | 915.6084 | 915.6084 | 915.6084 | [5 empty] | Sep | 9 | 0 | 0 | 0 | 0 | 0 | 0 | 0 | 0 | 19.2981 | 73.2574 | 104.8564 | 119.2843 | 127.0823 | 121.1929 | 113.2158 | 88.9653 | 55.9534 | 11.9218 | 0 | 0 | 0 | 0 | 0 | 0 | 30 | 17893.4541 | 7157.3816 | 25050.8358 | Sep | 9 | 0 | 0 | 0 | 0 | 0 | 0 | 0 | 0 | 0 | 0 | 0 | 0 | 0 | 0 | 0 | 0 | 0 | 0 | 0 | 0 | 0 | 0 | 0 | 0 | 30 | 0 | 0 | 0
|  | 915.5286 | 915.5286 | 915.5286 | 915.5286 | 915.5286 | 496.6536 | 0 | 0 | 0 | 0 | 0 | 0 | 0 | 0 | 0 | 0 | 0 | 0 | 336.6776 | 915.5286 | 915.5286 | 915.5286 | 915.5286 | 915.5286 | [5 empty] | Oct | 10 | 0 | 0 | 0 | 0 | 0 | 0 | 0 | 0 | 33.5194 | 69.7162 | 88.7395 | 103.3294 | 103.5016 | 86.777 | 75.8687 | 62.8215 | 51.7461 | 19.6343 | 0 | 0 | 0 | 0 | 0 | 0 | 31 | 15403.7623 | 6161.5049 | 21565.2673 | Oct | 10 | 0 | 0 | 0 | 0 | 0 | 0 | 0 | 0 | 0 | 0 | 0 | 0 | 0 | 0 | 0 | 0 | 0 | 0 | 0 | 0 | 0 | 0 | 0 | 0 | 31 | 0 | 0 | 0
|  | 915.5644 | 915.5644 | 915.5644 | 915.5644 | 865.7137 | 35.0949 | 0 | 0 | 0 | 0 | 0 | 0 | 0 | 0 | 0 | 0 | 0 | 0 | 10.6809 | 756.3528 | 915.5644 | 915.5644 | 915.5644 | 915.5644 | [5 empty] | Nov | 11 | 0 | 0 | 0 | 0 | 0 | 0 | 0 | 5.5531 | 45.8746 | 87.519 | 122.2586 | 153.3261 | 166.7272 | 167.8 | 120.3791 | 103.3334 | 70.3175 | 32.1903 | 0 | 0 | 0 | 0 | 0 | 0 | 30 | 23041.6879 | 9216.6752 | 32258.3631 | Nov | 11 | 0 | 0 | 0 | 0 | 0 | 0 | 0 | 0 | 0 | 0 | 0 | 0 | 0 | 0 | 0 | 0 | 0 | 0 | 0 | 0 | 0 | 0 | 0 | 0 | 30 | 0 | 0 | 0
|  | 915.6498 | 915.6498 | 915.6498 | 915.6498 | 801.4568 | 0 | 0 | 0 | 0 | 0 | 0 | 0 | 0 | 0 | 0 | 0 | 0 | 0 | 0 | 344.5785 | 915.6498 | 915.6498 | 915.6498 | 915.6498 | [5 empty] | Dec | 12 | 0 | 0 | 0 | 0 | 0 | 0 | 0 | 2.4898 | 32.455 | 67.4713 | 96.5988 | 124.5197 | 140.1772 | 148.4268 | 122.5862 | 106.1234 | 79.7815 | 40.0744 | 0.078868 | 0 | 0 | 0 | 0 | 0 | 31 | 21274.4794 | 8509.7918 | 29784.2712 | Dec | 12 | 0 | 0 | 0 | 0 | 0 | 0 | 0 | 0 | 0 | 0 | 0 | 0 | 0 | 0 | 0 | 0 | 0 | 0 | 0 | 0 | 0 | 0 | 0 | 0 | 31 | 0 | 0 | 0
[58 empty] | 364205.196 | 145682.0784 | 509887.2744 | [27 empty] | 0 | 0 | 0
| Small Market | 69.2233 | 69.4284 | 50.6448 | 36.9332 | 37.5425 | 34.3115 | 35.0257 | 37.273 | 40.113 | 45.1451 | 51.1345 | 53.0342 | 53.7365 | 54.5024 | 53.4439 | 58.2877 | 62.0995 | 59.0199 | 61.2472 | 100.7015 | 107.42 | 83.076 | 73.5818 | 69.9466
|  | 78.8079 | 78.7527 | 75.299 | 77.8301 | 56.1383 | 48.9751 | 45.9904 | 58.9548 | 67.3296 | 67.2937 | 73.1674 | 76.5539 | 80.1365 | 84.2704 | 85.5878 | 104.6032 | 130.7766 | 121.1625 | 150.9426 | 335.9489 | 227.4796 | 161.82 | 75.5844 | 84.8761 | [35 empty] | Export Savings, $ | [25 empty] | Days | Peak, $ | Offpeak, $ | Monthly $
|  | 77.6012 | 73.2352 | 71.7884 | 71.4105 | 59.4203 | 59.6306 | 63.6656 | 79.4153 | 94.4258 | 90.8665 | 114.4154 | 129.2502 | 142.8913 | 116.5689 | 112.4826 | 116.592 | 163.6012 | 175.9408 | 327.8152 | 404.3231 | 201.7431 | 108.788 | 78.4321 | 80.1974 | [36 empty] | Hour | 0 | 1 | 2 | 3 | 4 | 5 | 6 | 7 | 8 | 9 | 10 | 11 | 12 | 13 | 14 | 15 | 16 | 17 | 18 | 19 | 20 | 21 | 22 | 23
|  | 46.5769 | 47.0612 | 47.8855 | 45.0286 | 49.2666 | 56.8286 | 51.4214 | 61.3272 | 62.4692 | 74.7743 | 85.9383 | 69.4539 | 77.6831 | 92.5431 | 89.1864 | 94.9938 | 114.0476 | 119.3593 | 119.6513 | 115.01 | 95.7614 | 84.3418 | 72.2188 | 53.7323 | [33 empty] | 0.067006 |  | Jan | 1 | 0 | 0 | 0 | 0 | 0 | 0 | 0 | 0 | 0 | 0 | 0 | 0 | 0 | 0 | 0 | 0 | 0 | 0 | 0 | 0 | 0 | 0 | 0 | 0 | 31 | 0 | 0 | 0
|  | 62.3473 | 54.0041 | 50.3097 | 50.6028 | 50.2103 | 51.1157 | 52.2087 | 60.7468 | 67.7422 | 72.3896 | 72.0455 | 76.2897 | 76.2285 | 80.9794 | 80.3647 | 87.9407 | 128.8241 | 231.8743 | 597.8121 | 616.2615 | 465.2878 | 233.3919 | 151.2943 | 76.6952 | [35 empty] | Feb | 2 | 0 | 0 | 0 | 0 | 0 | 0 | 0 | 0 | 0 | 0 | 0 | 0 | 0 | 0 | 0 | 0 | 0 | 0 | 0 | 0 | 0 | 0 | 0 | 0 | 28 | 0 | 0 | 0
|  | 85.2078 | 73.0015 | 69.3927 | 67.6627 | 66.4077 | 68.5838 | 69.8189 | 76.0898 | 83.416 | 88.2944 | 87.7074 | 88.9286 | 90.1455 | 90.5925 | 91.4065 | 95.6489 | 144.9394 | 227.5631 | 548.7092 | 604.1286 | 530.0196 | 285.9476 | 170.5279 | 96.2804 | [35 empty] | Mar | 3 | 0 | 0 | 0 | 0 | 0 | 0 | 0 | 0 | 0 | 0 | 0 | 0 | 0 | 0 | 0 | 0 | 0 | 0 | 0 | 0 | 0 | 0 | 0 | 0 | 31 | 0 | 0 | 0
|  | 73.4108 | 72.3492 | 71.3328 | 70.1107 | 68.9072 | 69.427 | 72.1075 | 78.3268 | 80.6628 | 84.5786 | 85.6691 | 84.8644 | 85.7175 | 88.4969 | 93.7374 | 102.9548 | 145.5552 | 282.9895 | 605.4773 | 604.7667 | 338.8579 | 179.7766 | 121.1805 | 78.6982 | [35 empty] | Apr | 4 | 0 | 0 | 0 | 0 | 0 | 0 | 0 | 0 | 0 | 0 | 0 | 0 | 0 | 0 | 0 | 0 | 0 | 0 | 0 | 0 | 0 | 0 | 0 | 0 | 30 | 0 | 0 | 0
|  | 62.0276 | 60.2954 | 59.5605 | 57.9082 | 56.9049 | 57.4464 | 58.2791 | 62.3294 | 69.026 | 73.7453 | 75.8279 | 78.9914 | 80.6872 | 77.9351 | 80.4007 | 83.0163 | 120.8044 | 164.014 | 550.5683 | 588.0054 | 370.8309 | 164.0816 | 123.8901 | 69.3612 | [35 empty] | May | 5 | 0 | 0 | 0 | 0 | 0 | 0 | 0 | 0 | 0 | 0 | 0 | 0 | 0 | 0 | 0 | 0 | 0 | 0 | 0 | 0 | 0 | 0 | 0 | 0 | 31 | 0 | 0 | 0
|  | 59.9467 | 58.6087 | 57.7617 | 56.1637 | 54.8777 | 56.2047 | 52.8826 | 53.4378 | 58.6753 | 59.5765 | 59.1403 | 58.1863 | 62.8957 | 65.9526 | 66.1375 | 73.1325 | 90.327 | 114.6523 | 214.7709 | 262.0158 | 218.8095 | 105.0128 | 70.259 | 63.251 | [35 empty] | Jun | 6 | 0 | 0 | 0 | 0 | 0 | 0 | 0 | 0 | 0 | 0 | 0 | 0 | 0 | 0 | 0 | 0 | 0 | 0 | 0 | 0 | 0 | 0 | 0 | 0 | 30 | 0 | 0 | 0
|  | 62.5738 | 55.2189 | 50.756 | 49.8188 | 51.2819 | 49.2359 | 47.5294 | 50.4047 | 55.2142 | 62.1047 | 66.2155 | 65.861 | 68.712 | 65.4559 | 64.2726 | 62.7551 | 77.9215 | 164.0837 | 324.7458 | 302.2918 | 167.7267 | 68.211 | 60.7485 | 65.6222 | [35 empty] | Jul | 7 | 0 | 0 | 0 | 0 | 0 | 0 | 0 | 0 | 0 | 0 | 0 | 0 | 0 | 0 | 0 | 0 | 0 | 0 | 0 | 0 | 0 | 0 | 0 | 0 | 31 | 0 | 0 | 0
|  | 52.2773 | 42.2959 | 36.3323 | 35.8716 | 35.2199 | 34.9521 | 34.3838 | 32.6385 | 35.1263 | 35.3868 | 37.8467 | 37.8058 | 38.171 | 39.0667 | 39.7678 | 40.2685 | 44.2198 | 62.5236 | 59.9163 | 63.089 | 52.2651 | 66.2233 | 59.9204 | 60.7123 | [35 empty] | Aug | 8 | 0 | 0 | 0 | 0 | 0 | 0 | 0 | 0 | 0 | 0 | 0 | 0 | 0 | 0 | 0 | 0 | 0 | 0 | 0 | 0 | 0 | 0 | 0 | 0 | 31 | 0 | 0 | 0
|  | 52.5392 | 48.202 | 40.4075 | 34.83 | 34.6314 | 30.9438 | 41.5058 | 34.3068 | 35.5598 | 38.986 | 38.9955 | 38.2553 | 39.6351 | 41.391 | 44.5826 | 48.8128 | 55.0396 | 54.2811 | 54.5373 | 56.7496 | 51.5635 | 77.3363 | 70.4572 | 66.49 | [35 empty] | Sep | 9 | 0 | 0 | 0 | 0 | 0 | 0 | 0 | 0 | 0 | 0 | 0 | 0 | 0 | 0 | 0 | 0 | 0 | 0 | 0 | 0 | 0 | 0 | 0 | 0 | 30 | 0 | 0 | 0
[61 empty] | Oct | 10 | 0 | 0 | 0 | 0 | 0 | 0 | 0 | 0 | 0 | 0 | 0 | 0 | 0 | 0 | 0 | 0 | 0 | 0 | 0 | 0 | 0 | 0 | 0 | 0 | 31 | 0 | 0 | 0
| Large Market | 535.4248 | 506.5641 | 498.1049 | 531.3069 | 630.0745 | 712.0907 | 752.0726 | 812.5149 | 928.8764 | 1001.2517 | 1041.8475 | 1065.8676 | 1081.1589 | 1093.8994 | 1085.4585 | 1050.6824 | 993.9035 | 918.9507 | 859.1338 | 782.0207 | 652.3944 | 598.3728 | 569.0269 | 553.4938 | [35 empty] | Nov | 11 | 0 | 0 | 0 | 0 | 0 | 0 | 0 | 0 | 0 | 0 | 0 | 0 | 0 | 0 | 0 | 0 | 0 | 0 | 0 | 0 | 0 | 0 | 0 | 0 | 30 | 0 | 0 | 0
|  | 539.0853 | 506.9683 | 507.7968 | 539.013 | 632.0104 | 743.2604 | 775.486 | 822.0363 | 932.8441 | 1002.6745 | 1025.4304 | 1051.6862 | 1078.0105 | 1088.1541 | 1073.4678 | 1055.3581 | 1004.451 | 947.4189 | 899.8224 | 821.5246 | 666.8261 | 628.3371 | 597.4861 | 560.6866 | [35 empty] | Dec | 12 | 0 | 0 | 0 | 0 | 0 | 0 | 0 | 0 | 0 | 0 | 0 | 0 | 0 | 0 | 0 | 0 | 0 | 0 | 0 | 0 | 0 | 0 | 0 | 0 | 31 | 0 | 0 | 0
|  | 579.0848 | 548.1566 | 544.3731 | 582.5195 | 667.8921 | 774.5822 | 802.2198 | 843.0492 | 964.8469 | 1040.0036 | 1073.2279 | 1095.5874 | 1117.3458 | 1128.2545 | 1111.5231 | 1090.896 | 1046.5052 | 996.2166 | 952.7236 | 870.0517 | 724.3887 | 672.6261 | 638.5241 | 597.7606 | [62 empty] | 0 | 0 | 0
|  | 532.4964 | 515.5855 | 490.1658 | 493.9269 | 521.6876 | 594.3751 | 668.8644 | 691.8435 | 722.2655 | 800.6619 | 833.244 | 840.8505 | 847.8778 | 852.2506 | 854.7873 | 840.4443 | 829.0095 | 793.2986 | 769.4889 | 743.4078 | 691.3767 | 595.9187 | 566.7745 | 544.4992
|  | 472.5273 | 456.5791 | 420.5065 | 415.7904 | 442.1301 | 556.1935 | 693.3501 | 748.9361 | 790.2205 | 830.8488 | 851.0832 | 833.5569 | 828.6553 | 823.7804 | 817.8949 | 809.4449 | 819.9754 | 801.0718 | 764.0842 | 745.4322 | 676.8675 | 562.8321 | 526.5616 | 491.6648
|  | 484.4581 | 471.4137 | 433.4686 | 432.2441 | 453.8099 | 574.2636 | 736.4 | 804.9509 | 873.7416 | 920.9809 | 929.5765 | 899.0232 | 882.6956 | 868.1279 | 853.4682 | 845.611 | 847.057 | 829.386 | 791.5096 | 770.8347 | 698.0785 | 579.8082 | 539.3445 | 504.1846
|  | 483.4497 | 474.9468 | 432.5315 | 429.5297 | 451.7056 | 569.6595 | 725.2429 | 808.9653 | 863.8132 | 919.7035 | 927.6003 | 905.0492 | 887.4568 | 871.5514 | 852.1432 | 847.2203 | 844.5925 | 836.0938 | 800.0354 | 783.8689 | 715.1177 | 601.4238 | 546.5522 | 506.6072
|  | 497.3241 | 485.4537 | 443.4194 | 444.6917 | 470.0911 | 586.2188 | 761.5768 | 834.5836 | 860.4691 | 915.7658 | 925.5572 | 901.4367 | 883.0636 | 873.4888 | 865.1814 | 849.0006 | 843.6872 | 825.6477 | 811.8066 | 796.3842 | 719.2378 | 600.6986 | 548.586 | 515.4195
|  | 492.4438 | 467.7387 | 424.5621 | 425.7878 | 450.5818 | 562.358 | 692.5192 | 757.7156 | 793.3203 | 846.5572 | 861.3579 | 846.6585 | 839.3522 | 828.673 | 818.1592 | 812.0364 | 797.6181 | 773.3381 | 753.6514 | 744.9303 | 680.0418 | 568.9296 | 529.9384 | 513.5042
|  | 489.3176 | 457.7764 | 457.8643 | 482.8969 | 570.0622 | 694.9449 | 752.5035 | 799.5589 | 857.8376 | 875.2723 | 865.5242 | 863.2414 | 863.6333 | 865.4009 | 850.2858 | 835.1214 | 791.6511 | 754.3606 | 754.2179 | 705.4184 | 593.2504 | 553.6687 | 540.5272 | 518.6141
|  | 508.3903 | 475.3378 | 467.1271 | 491.6605 | 578.5928 | 691.1854 | 741.9964 | 799.2721 | 869.2239 | 910.3841 | 912.6942 | 917.4375 | 928.0564 | 933.703 | 921.5079 | 911.8357 | 860.8778 | 800.824 | 775.9056 | 723.6377 | 604.6438 | 574.1668 | 557.8623 | 536.4924
|  | 523.0035 | 491.0482 | 481.4402 | 514.2316 | 614.0942 | 708.5279 | 761.1568 | 819.0916 | 904.0263 | 964.7343 | 995.9276 | 1019.2898 | 1034.6217 | 1036.9 | 1025.083 | 995.9165 | 944.8432 | 864.3065 | 817.593 | 750.2066 | 615.633 | 568.804 | 555.7534 | 541.3307
| All | 1520.6666 | 1492.012 | 1464.7692 | 1484.2586 | 1583.6375 | 973.9307 | 787.0993 | 849.788 | 968.9894 | 1046.3968 | 1092.982 | 1118.9018 | 1134.8954 | 1148.4018 | 1138.9024 | 1108.97 | 1056.003 | 977.9707 | 920.381 | 1160.9741 | 1675.8327 | 1597.4672 | 1558.6271 | 1539.4588
|  | 1533.9273 | 1501.7538 | 1499.1285 | 1532.8759 | 1604.1815 | 1519.0683 | 823.1277 | 881.0067 | 1000.1882 | 1069.9777 | 1098.6051 | 1128.2473 | 1158.1553 | 1172.4377 | 1159.07 | 1159.9758 | 1135.242 | 1068.5957 | 1050.7794 | 1797.6095 | 1810.3385 | 1706.1899 | 1589.1033 | 1561.5955
|  | 1572.4364 | 1537.1422 | 1531.9119 | 1569.6804 | 1643.0628 | 1749.9632 | 1138.6361 | 922.4645 | 1059.2727 | 1130.8701 | 1187.6434 | 1224.8376 | 1260.2372 | 1244.8235 | 1224.0057 | 1207.488 | 1210.1064 | 1172.1574 | 1627.6378 | 2190.1252 | 1841.8823 | 1697.1645 | 1632.7066 | 1593.7084
|  | 1494.6947 | 1478.2681 | 1453.6727 | 1454.5769 | 1486.5757 | 1566.8251 | 1428.868 | 753.1707 | 784.7347 | 875.4362 | 919.1824 | 910.3044 | 925.5609 | 944.7938 | 943.9737 | 935.4381 | 943.057 | 1062.2038 | 1771.6957 | 1774.0392 | 1702.7596 | 1595.8819 | 1554.6147 | 1513.8528
|  | 1464.8286 | 1440.5371 | 1400.7703 | 1396.3473 | 1422.2945 | 1537.2631 | 1675.5129 | 1021.6737 | 857.9627 | 903.2383 | 923.1287 | 909.8466 | 904.8838 | 904.7597 | 898.2597 | 897.3855 | 948.7995 | 1682.4156 | 2291.8503 | 2291.6478 | 2072.1094 | 1726.178 | 1607.8099 | 1498.314
|  | 1495.8969 | 1470.6462 | 1429.0923 | 1426.1378 | 1446.4486 | 1569.0784 | 1732.4499 | 1387.7034 | 957.1576 | 1009.2752 | 1017.2839 | 987.9518 | 972.8411 | 958.7204 | 944.8746 | 941.2599 | 991.9964 | 1877.2662 | 2266.4498 | 2301.1943 | 2154.329 | 1791.9868 | 1636.1034 | 1526.696
|  | 1473.1255 | 1463.561 | 1420.1293 | 1415.9055 | 1436.8778 | 1555.3515 | 1713.6154 | 1350.3532 | 944.476 | 1004.282 | 1013.2694 | 989.9136 | 973.1744 | 960.0483 | 945.8806 | 950.175 | 990.1477 | 1737.315 | 2321.7777 | 2304.9007 | 1970.2406 | 1697.4655 | 1583.9977 | 1501.5704
|  | 1475.1362 | 1461.5337 | 1418.7644 | 1418.3845 | 1442.7805 | 1559.4497 | 1675.5758 | 988.5023 | 929.4951 | 989.511 | 1001.3851 | 980.4281 | 963.7508 | 951.4239 | 945.5821 | 932.0169 | 964.4916 | 1232.4036 | 2278.1594 | 2300.1742 | 2005.8532 | 1680.5647 | 1588.2606 | 1500.5652
|  | 1467.9989 | 1441.9558 | 1397.9322 | 1397.5599 | 1421.0679 | 1530.1032 | 1030.2772 | 811.1534 | 851.9956 | 906.1337 | 920.4982 | 904.8448 | 902.2479 | 894.6256 | 884.2967 | 885.1689 | 887.9451 | 890.0247 | 1728.3892 | 1922.5544 | 1814.4597 | 1589.5508 | 1515.8058 | 1492.3636
|  | 1467.42 | 1428.5238 | 1424.1488 | 1448.2442 | 1536.8726 | 1240.8345 | 800.0329 | 849.9636 | 913.0518 | 937.377 | 931.7396 | 929.1024 | 932.3452 | 930.8568 | 914.5584 | 897.8765 | 869.5726 | 918.4443 | 1415.6413 | 1923.2388 | 1676.5057 | 1537.4084 | 1516.8043 | 1499.7648
|  | 1476.232 | 1433.1981 | 1419.0237 | 1443.0965 | 1479.5264 | 761.2324 | 776.3802 | 831.9106 | 904.3501 | 945.7709 | 950.5409 | 955.2433 | 966.2274 | 972.7696 | 961.2757 | 952.1042 | 905.0977 | 863.3475 | 846.5028 | 1543.0795 | 1572.4733 | 1555.9544 | 1533.347 | 1512.7691
|  | 1491.1924 | 1454.9 | 1437.4974 | 1464.7114 | 1450.1824 | 739.4717 | 802.6626 | 853.3984 | 939.5861 | 1003.7203 | 1034.9231 | 1057.5451 | 1074.2568 | 1078.291 | 1069.6656 | 1044.7293 | 999.8828 | 918.5875 | 872.1303 | 1151.5347 | 1582.8463 | 1561.7901 | 1541.8604 | 1523.4705

## Sheet1 (hidden)
[5 empty] | #VALUE! | [6 empty] | Second Loan Principal |  | 47511.6387
1017528.5896
[8 empty] | 1046863.9388 |  |  |  |  | Loan repayments are formulated similar to an adjustable rate mortgage (ARM)
[8 empty] | 1077045.0262 |  |  |  |  | LOAN
Year | Jacobs Index | Peak kWh | Off-Peak kWh | Export | Peak $ | Off-Peak $ | Export $ | Energy, $ p.a. | Maintenance $ | LGC, $ | Total Cashflow, $ |  | Repayment $ | Interest | Loan remaining | Total Cashflow, $ | Net Cashflow, $ | Discounted Cashflow, $ | Net Discount Cashflow, $
0 | 1 | 0 | 0 | 0 | 0.05834 | 0.037884 | 0.067006 | 0 | 0 |  | -19500000 |  |  |  | 19500000 | -19500000 | -19500000 | -19500000 | -19500000
1 | 0.4 | 2660238.7773 | 1091577.7256 | 7609525.6266 | 0.081676 | 0.053038 | 0.093809 | 989015.2791 | -156000 | 865626.067 | 1698641.3461 |  | 1244278.3573 | 774150 | 19029871.6427 | 1698641.3461 | -17801358.6539 | 1625494.1111 | -17874505.8889
2 | 1.1 | 2646937.5834 | 1086119.837 | 7571477.9985 | 0.12251 | 0.079556 | 0.14071 | 1476105.304 | -159900 | 820283.7492 | 2136489.0532 |  | 1244278.3573 | 755485.9042 | 18541079.1895 | 2136489.0532 | -15664869.6007 | 1956447.0165 | -15918058.8724
3 | 1.4 | 2633702.8955 | 1080689.2378 | 7533620.6085 | 0.14002 | 0.090921 | 0.16082 | 1678542.6028 | -163897.5 | 777316.5052 | 2291961.6081 |  | 1244278.3573 | 736080.8438 | 18032881.676 | 2291961.6081 | -13372907.9926 | 2008438.1738 | -13909620.6986
4 | 1.1 | 2620534.381 | 1075285.7916 | 7495952.5055 | 0.12251 | 0.079556 | 0.14071 | 1461381.1536 | -167994.9375 | 736599.9264 | 2029986.1425 |  | 1244278.3573 | 715905.4025 | 17504508.7212 | 2029986.1425 | -11342921.8502 | 1702267.9071 | -12207352.7915
5 | 0.9 | 2607431.7091 | 1069909.3627 | 7458472.7429 | 0.11085 | 0.071979 | 0.12731 | 1315590.9861 | -172194.8109 | 698016.1207 | 1841412.2959 |  | 1244278.3573 | 694928.9962 | 16955159.3601 | 1841412.2959 | -9501509.5543 | 1477643.2239 | -10729709.5676
6 | 0.6 | 2594394.5506 | 1064559.8159 | 7421180.3792 | 0.093344 | 0.060614 | 0.10721 | 1102326.7631 | -176499.6812 | 0 | 925827.0819 |  | 1244278.3573 | 673119.8266 | 16384000.8294 | 925827.0819 | -8575682.4724 | 710938.6706 | -10018770.8971
7 | 0.45 | 2581422.5778 | 1059237.0168 | 7384074.4773 | 0.084593 | 0.054932 | 0.097159 | 993988.7109 | -180912.1732 | 0 | 813076.5377 |  | 1244278.3573 | 650444.8329 | 15790167.3049 | 813076.5377 | -7762605.9347 | 597471.7782 | -9421299.1189
8 | 0.45 | 2568515.4649 | 1053940.8317 | 7347154.1049 | 0.084593 | 0.054932 | 0.097159 | 989018.7674 | -185434.9776 | 0 | 803583.7898 |  | 1244278.3573 | 626869.642 | 15172758.5896 | 803583.7898 | -6959022.1449 | 565068.1693 | -8856230.9496
9 | 0.4 | 2555672.8876 | 1048671.1276 | 7310418.3344 | 0.081676 | 0.053038 | 0.093809 | 950140.0986 | -190070.852 | 0 | 760069.2466 |  | 1244278.3573 | 602358.516 | 14530838.7483 | 760069.2466 | -6198952.8983 | 511453.9614 | -8344776.9882
10 | 0.35 | 2542894.5232 | 1043427.7719 | 7273866.2427 | 0.078759 | 0.051143 | 0.090459 | 911625.491 | -194822.6233 | 0 | 716802.8677 |  | 1244278.3573 | 576874.2983 | 13863434.6892 | 716802.8677 | -5482150.0306 | 461569.2091 | -7883207.7791
11 | 0.3 | 2530180.0506 | 1038210.6331 | 7237496.9115 | 0.075842 | 0.049249 | 0.087108 | 873472.276 | -199693.1889 | 0 | 673779.0871 |  | 1244278.3573 | 550378.3572 | 13169534.6891 | 673779.0871 | -4808370.9434 | 415181.8237 | -7468025.9554
12 | 0.25 | 2517529.1503 | 1033019.5799 | 7201309.427 | 0.072925 | 0.047355 | 0.083758 | 835677.8025 | -204685.5186 | 0 | 630992.2839 |  | 1244278.3573 | 522830.5272 | 12448086.8589 | 630992.2839 | -4177378.6595 | 372073.3488 | -7095952.6066
13 | 0.2 | 2504941.5046 | 1027854.482 | 7165302.8798 | 0.070008 | 0.045461 | 0.080408 | 798239.437 | -209802.6566 | 0 | 588436.7804 |  | 1244278.3573 | 494189.0483 | 11697997.5498 | 588436.7804 | -3588941.8791 | 332038.1877 | -6763914.4189
14 | 0.15 | 2492416.797 | 1022715.2096 | 7129476.3654 | 0.067091 | 0.043567 | 0.077057 | 761154.5631 | -215047.723 | 0 | 546106.8402 |  | 1244278.3573 | 464410.5027 | 10918129.6952 | 546106.8402 | -3042835.039 | 294882.8736 | -6469031.5453
15 | 0.2 | 2479954.7131 | 1017601.6335 | 7093828.9836 | 0.070008 | 0.045461 | 0.080408 | 790276.9986 | -220423.9161 | 0 | 569853.0825 |  | 1244278.3573 | 433449.7489 | 10107301.0868 | 569853.0825 | -2472981.9564 | 294454.7369 | -6174576.8085
16 | 0.3 | 2467554.9395 | 1012513.6254 | 7058359.8387 | 0.075842 | 0.049249 | 0.087108 | 851852.7481 | -225934.514 | 0 | 625918.2341 |  | 1244278.3573 | 401259.8531 | 9264282.5826 | 625918.2341 | -1847063.7223 | 309497.3653 | -5865079.4431
17 | 0.5 | 2455217.1648 | 1007451.0572 | 7023068.0395 | 0.08751 | 0.056826 | 0.10051 | 977992.4819 | -231582.8768 | 0 | 746409.6051 |  | 1244278.3573 | 367792.0185 | 8387796.2438 | 746409.6051 | -1100654.1172 | 353183.399 | -5511896.0441
18 | 0.75 | 2442941.079 | 1002413.802 | 6987952.6993 | 0.1021 | 0.066297 | 0.11726 | 1135286.2728 | -237372.4487 | 0 | 897913.824 |  | 1244278.3573 | 332995.5109 | 7476513.3973 | 897913.824 | -202740.2932 | 406575.7107 | -5105320.3334
19 | 1.05 | 2430726.3736 | 997401.7329 | 6953012.9358 | 0.1196 | 0.077662 | 0.13736 | 1323257.2428 | -243306.76 | 0 | 1079950.4828 |  | 1244278.3573 | 296817.5819 | 6529052.6218 | 1079950.4828 | 877210.1897 | 467944.4756 | -4637375.8578
20 | 1.25 | 2418572.7417 | 992414.7243 | 6918247.8711 | 0.13127 | 0.085239 | 0.15076 | 1445093.7328 | -249389.429 | 0 | 1195704.3039 |  | 1244278.3573 | 259203.3891 | 5543977.6536 | 1195704.3039 | 2072914.4935 | 495790.2519 | -4141585.6059
21 | 1.25 | 2406479.878 | 987452.6507 | 6883656.6318 | 0.13127 | 0.085239 | 0.15076 | 1437868.2642 | -255624.1647 | 0 | 1182244.0995 |  | 1244278.3573 | 220095.9128 | 4519795.2091 | 1182244.0995 | 3255158.593 | 469099.5926 | -3672486.0133
22 | 1.25 | 2394447.4786 | 982515.3874 | 6849238.3486 | 0.13127 | 0.085239 | 0.15076 | 1430678.9229 | -262014.7688 | 0 | 1168664.154 |  | 1244278.3573 | 179435.8698 | 3454952.7216 | 1168664.154 | 4423822.7471 | 443742.8144 | -3228743.199
23 | 1.25 | 2382475.2412 | 977602.8105 | 6814992.1569 | 0.13127 | 0.085239 | 0.15076 | 1423525.5282 | -268565.138 | 0 | 1154960.3902 |  | 1244278.3573 | 137161.623 | 2347835.9873 | 1154960.3902 | 5578783.1373 | 419655.0077 | -2809088.1913
24 | 1.25 | 2370562.865 | 972714.7964 | 6780917.1961 | 0.13127 | 0.085239 | 0.15076 | 1416407.9006 | -275279.2665 | 0 | 1141128.6341 |  | 1244278.3573 | 93209.0887 | 1196766.7186 | 1141128.6341 | 6719911.7714 | 396774.3898 | -2412313.8014
25 | 1.25 | 2358710.0507 | 967851.2224 | 6747012.6101 | 0.13127 | 0.085239 | 0.15076 | 1409325.8611 | -282161.2481 | 0 | 1127164.613 |  | 1244278.3573 | 47511.6387 | 5.8011e-08 | 1127164.613 | 7847076.3844 | 375042.1542 | -2037271.6472
26 |  | 0 | 0 | 0 | 0.05834 | 0.037884 | 0.067006 | 0 | 0 | 0 | 0 |  | 0 | 0 | 0 | 0 | 7847076.3844 | 0 | -2037271.6472
27 |  | 0 | 0 | 0 | 0.05834 | 0.037884 | 0.067006 | 0 | 0 | 0 | 0 |  | 0 | 0 | 0 | 0 | 7847076.3844 | 0 | -2037271.6472
28 |  | 0 | 0 | 0 | 0.05834 | 0.037884 | 0.067006 | 0 | 0 | 0 | 0 |  | 0 | 0 | 0 | 0 | 7847076.3844 | 0 | -2037271.6472
29 |  | 0 | 0 | 0 | 0.05834 | 0.037884 | 0.067006 | 0 | 0 | 0 | 0 |  | 0 | 0 | 0 | 0 | 7847076.3844 | 0 | -2037271.6472
30 |  | 0 | 0 | 0 | 0.05834 | 0.037884 | 0.067006 | 0 | 0 | 0 | 0 |  | 0 | 0 | 0 | 0 | 7847076.3844 | 0 | -2037271.6472